## TENDER_ITEM_UPLOAD
To enable entering data into the sheet, please click on 'Enable Editing'.
Please insert items from 12th row.
Every row will be considered as a distinct item.
The row, in which the two fields- 'Item Code' and 'Description' are blank, will not be considered.
If 'CREDIT ITEM' is not entered, default value '0' will be taken.
If 'Calc Field' is not entered, default value 'N' will be taken.
MAX ITEM LIMIT IN EACH EXCEL FILE IS 1000
SERIAL No. | Department | SOR | Year | Item Code | Description | UOM | Rate | Quantity | Amount | Ref Serial No | CREDIT ITEM (0/1) | Calc Field(Y/N) | Offset/Reserve Price | EMD Amount
1 | MMSSKM | NS | 2025 | 1447 | S.R BALL BRARING 6201 ZZ/C3 MAKE - FAG/ NSK/SKF/BBH | NO |  | 1 | 0
2 | MMSSKM | NS | 2025 | 1448 | S.R. BALL BEARING NO- 6202 2Z MAKE - FAG/ NSK/SKF/BBH | NO |  | 5 | 0
3 | MMSSKM | NS | 2025 | 1461 | BALL BEARING NO- 6305 ZZ MAKE - FAG/ NSK/SKF/BBH | NO |  | 1 | 0
4 | MMSSKM | NS | 2025 | 1638 | BEARING NO-3308 MAKE - FAG/ NSK/SKF/BBH | NO |  | 2 | 0
5 | MMSSKM | NS | 2025 | 1639 | BEARING - 3306 A MAKE - FAG/ NSK/SKF/BBH | NO |  | 5 | 0
6 | MMSSKM | NS | 2025 | 1643 | THRUST BALL BEARING NO. 51314 MAKE - FAG/ NSK/SKF/BBH | NO |  | 4 | 0
7 | MMSSKM | NS | 2025 | 1645 | S.R. BALL BEARING NO. 6415 MAKE - FAG/ NSK/SKF/BBH | NO |  | 2 | 0
8 | MMSSKM | NS | 2025 | 1646 | THRUST BALL BEARING NO. 51320 MAKE - FAG/ NSK/SKF/BBH | NO |  | 1 | 0
9 | MMSSKM | NS | 2025 | 1648 | THRUST BALL BEARING NO. 51307 MAKE - FAG/ NSK/SKF/BBH | NO |  | 1 | 0
10 | MMSSKM | NS | 2025 | 1649 | D.R. ROLLER BEARING NO- 22215 EK WITH SLEAVE,H-315 MAKE - FAG/ NSK/SKF/BBH | Set |  | 1 | 0
11 | MMSSKM | NS | 2025 | 1650 | BEARING - 6010 MAKE - FAG/ NSK/SKF/BBH | NO |  | 2 | 0
12 | MMSSKM | NS | 2025 | 1651 | D.R. BALL BEARING NO. 3310 A/C3 MAKE - FAG/NSK/SKF/BBH | NO |  | 5 | 0
13 | MMSSKM | NS | 2025 | 1658 | BEARING - 23032 CKW33 MAKE - FAG/ NSK/SKF/BBH | NO |  | 1 | 0
14 | MMSSKM | NS | 2025 | 1659 | BALL BEARING NO- 6220 A MAKE - FAG/ NSK/SKF/BBH | NO |  | 1 | 0
15 | MMSSKM | NS | 2025 | 1661 | S.R. BALL BEARING NO- 6214 2Z MAKE - FAG/ NSK/SKF/BBH | NO |  | 3 | 0
16 | MMSSKM | NS | 2025 | 1666 | ROLLER BEARING NO- 23132 KM33C3CZECH MAKE - FAG/ NSK/SKF/BBH | NO |  | 4 | 0
17 | MMSSKM | NS | 2025 | 1690 | S.R. BALL BEARING 6315 C3 MAKE - FAG/ NSK/SKF/BBH | NO |  | 3 | 0
18 | MMSSKM | NS | 2025 | 2119 | S.R. BALL BEARING NO- 6304 2Z MAKE - FAG/ NSK/SKF/BBH | NO |  | 3 | 0
19 | MMSSKM | NS | 2025 | 2144 | ROLLER BEARING NO-32212 MAKE - FAG/ NSK/SKF/BBH | NO |  | 1 | 0
20 | MMSSKM | NS | 2025 | 2167 | BEARING NU- 228 C3 FOR HIGH SPEED MOTOR 2900 RPM MAKE - FAG/ NSK/SKF/BBH | NO |  | 1 | 0
21 | MMSSKM | NS | 2025 | 2169 | S.R. BALL BEARING NO- 6210 2Z MAKE - FAG/ NSK/SKF/BBH | NO |  | 2 | 0
22 | MMSSKM | NS | 2025 | 2171 | BEARING NU-230 C3 FOR HIGH SPEED MOTOR 2900RPM MAKE- FAG/ NSK/ SKF/ BBH | NO |  | 3 | 0
23 | MMSSKM | NS | 2025 | 2226 | THRUST BALL BEARING NO- 51215 MAKE - FAG/ NSK/SKF/BBH | NO |  | 1 | 0
24 | MMSSKM | NS | 2025 | 2261 | S.R. BALL BEARING NO. 7409 MAKE - FAG/ NSK/SKF/BBH | NO |  | 2 | 0
25 | MMSSKM | NS | 2025 | 2601 | S.R. BALL BEARING NO.6206 ZZ MAKE - FAG/ NSK/SKF/BBH | NO |  | 5 | 0
26 | MMSSKM | NS | 2025 | 2603 | S.R. BALL BEARING NO. 6207 ZZ MAKE - FAG/ NSK/SKF/BBH | NO |  | 1 | 0
27 | MMSSKM | NS | 2025 | 2656 | BEARING -32216 MAKE - FAG/ NSK/SKF/BBH | NO |  | 3 | 0
28 | MMSSKM | NS | 2025 | 2705 | BEARING - 30214 MAKE - FAG/ NSK/SKF/BBH | NO |  | 3 | 0
29 | MMSSKM | NS | 2025 | 2706 | TAPER ROLLER BEARING NO- 30212 MAKE - FAG/ NSK/SKF/BBH | NO |  | 1 | 0
30 | MMSSKM | NS | 2025 | 2720 | S.R. BALL BEARING NO- 6004 2Z MAKE - FAG/ NSK/SKF/BBH | NO |  | 1 | 0
31 | MMSSKM | NS | 2025 | 2787 | S.R. BALL BEARING NO.7322 BEC BM MAKE - FAG/NSK/SKF/BBH | NO |  | 1 | 0
32 | MMSSKM | NS | 2025 | 2819 | BALL BEARING - UC 205 MAKE - FAG/ NSK/SKF/BBH | NO |  | 4 | 0
33 | MMSSKM | NS | 2025 | 2900 | BALL BEARING - UC 209 MAKE - FAG/ NSK/SKF/BBH | NO |  | 1 | 0
34 | MMSSKM | NS | 2025 | 3221 | BEARING - 6218 MAKE - FAG/ NSK/SKF/BBH | NO |  | 2 | 0
35 | MMSSKM | NS | 2025 | 3411 | THRUST BALL BEARING No. 51312 MAKE - FAG/ NSK/SKF/BBH | NO |  | 1 | 0
36 | MMSSKM | NS | 2025 | 3457 | THRUST BALL BEARING NO. 51213 MAKE - FAG/ NSK/SKF/BBH | NO |  | 1 | 0
37 | MMSSKM | NS | 2025 | 3468 | TAPPER ROLLER BEARING NO. 30309 MAKE - FAG/ NSK/SKF/BBH | NO |  | 1 | 0
38 | MMSSKM | NS | 2025 | 3495 | ROLLER BEARING NO- 51417 MAKE - FAG/ NSK/SKF/BBH | NO |  | 2 | 0
39 | MMSSKM | NS | 2025 | 3772 | BEARING - 31315 MAKE - FAG/ NSK/SKF/BBH | NO |  | 1 | 0
40 | MMSSKM | NS | 2025 | 3775 | S.R. BALL BEARING 6319 C3 MAKE - FAG/ NSK/SKF/BBH | NO |  | 4 | 0
41 | MMSSKM | NS | 2025 | 3810 | S.R. BALL BEARING NO- 6322 C3 FOR HIGH SPEED MOTOR USED MAKE - FAG/ NSK/SKF/BBH | NO |  | 1 | 0
42 | MMSSKM | NS | 2025 | 3852 | S.R. BALL BEARING NO- 6307 2Z MAKE - FAG/ NSK/SKF/BBH | NO |  | 1 | 0
43 | MMSSKM | NS | 2025 | 3863 | THRUST BALL BEARING No. 51112 MAKE - FAG/ NSK/SKF/BBH | NO |  | 1 | 0
44 | MMSSKM | NS | 2025 | 4045 | D.R. ROLLER BEARING NO- 22312 CCKW33 MAKE - FAG/ NSK/SKF/BBH | Set |  | 1 | 0
45 | MMSSKM | NS | 2025 | 4067 | BEARING - NJ 2322 EC MAKE - FAG/ NSK/SKF/BBH | NO |  | 2 | 0
46 | MMSSKM | NS | 2025 | 4096 | BALL BEARING - UC 204 MAKE - FAG/ NSK/SKF/BBH | NO |  | 4 | 0
47 | MMSSKM | NS | 2025 | 4115 | S.R. ROLLER BEARING 7306 MAKE - FAG/NSK/SKF/BBH | NO |  | 2 | 0
48 | MMSSKM | NS | 2025 | 4116 | BEARING - 6024 MAKE - FAG/ NSK/SKF/BBH | NO |  | 1 | 0
49 | MMSSKM | NS | 2025 | 4177 | SLEEVES FOR TAPPER BEARING- H 316 MAKE - FAG/ NSK/SKF/BBH | NO |  | 1 | 0
50 | MMSSKM | NS | 2025 | 4201 | ROLLER BEARING NO- NU 317 MAKE - FAG/ NSK/SKF/BBH | NO |  | 2 | 0
51 | MMSSKM | NS | 2025 | 4243 | ROLLER BEARING NO- 32211 MAKE - FAG/ NSK/SKF/BBH | NO |  | 2 | 0
52 | MMSSKM | NS | 2025 | 4326 | ROLLER BEARING NO- 30216 MAKE - FAG/ NSK/SKF/BBH | NO |  | 2 | 0
53 | MMSSKM | NS | 2025 | 4476 | ROLLER BEARING NO- 30211 MAKE - FAG/ NSK/SKF/BBH | NO |  | 1 | 0
54 | MMSSKM | NS | 2025 | 4478 | S.R. BALL BEARING NO- 6215 2Z MAKE - FAG/ NSK/SKF/BBH | NO |  | 3 | 0
55 | MMSSKM | NS | 2025 | 4491 | BALL BEARING NO- 6008 C3 MAKE - FAG/ NSK/SKF/BBH | NO |  | 4 | 0
56 | MMSSKM | NS | 2025 | 5064 | BEARING S.R. SPHERICAL ROLLER - 22222 K WITH SLEEVE, H-322 MAKE-FAG/NSK/SKF/BBH | Set |  | 2 | 0
57 | MMSSKM | NS | 2025 | 5071 | THRUST BALL BEARING 51160 M MAKE - FAG/ NSK/SKF/BBH | NO |  | 6 | 0
58 | MMSSKM | NS | 2025 | 5072 | ROLLER BEARING NO- 61856 M MAKE - FAG/ NSK/SKF/BBH | NO |  | 3 | 0
59 | MMSSKM | NS | 2025 | 5088 | SLEEVES FOR TAPPER BEARING- H 315 MAKE - FAG/NSK/SKF/BBH | NO |  | 2 | 0
60 | MMSSKM | NS | 2025 | 5089 | D.R. ROLLER BEARING NO- 22217 EJ MAKE - FAG/ NSK/SKF/BBH | NO |  | 5 | 0
61 | MMSSKM | NS | 2025 | 5090 | D.R. ROLLER BEARING NO- 22216 E; W-33 MAKE - FAG/ NSK/SKF/BBH | NO |  | 1 | 0
62 | MMSSKM | NS | 2025 | 5092 | D.R. BALL BEARING NO- 3311 BK MAKE - FAG/ NSK/SKF/BBH | NO |  | 6 | 0
63 | MMSSKM | NS | 2025 | 5093 | S.R. ROLLER BEARING NO. NU 411 C3 MAKE - FAG/ NSK/SKF/BBH | NO |  | 1 | 0
64 | MMSSKM | NS | 2025 | 5094 | S.R. BALL BEARING NO- 7313 AA MAKE - FAG/ NSK/SKF/BBH | NO |  | 1 | 0
65 | MMSSKM | NS | 2025 | 5098 | S.R. BALL BEARING NO- 6308 2Z MAKE - FAG/ NSK/SKF/BBH | NO |  | 7 | 0
66 | MMSSKM | NS | 2025 | 5099 | S.R. BALL BEARING 6309 C3 MAKE - FAG/ NSK/SKF/BBH | NO |  | 2 | 0
67 | MMSSKM | NS | 2025 | 5274 | BALL BEARING NO- 6011 2Z MAKE - FAG/NSK/SKF/BBH | NO |  | 6 | 0
68 | MMSSKM | NS | 2025 | 5368 | BEARING - 23140 CKW 33 MAKE - FAG/ NSK/SKF/BBH | NO |  | 2 | 0
69 | MMSSKM | NS | 2025 | 5419 | S.R. TAPER ROLLER Bearing No. 30205 MAKE - FAG/ NSK/SKF/BBH | NO |  | 1 | 0
70 | MMSSKM | NS | 2025 | 5727 | D.R. BALL BEARING - 1213 MAKE - FAG/ NSK/SKF/BBH | NO |  | 1 | 0
71 | MMSSKM | NS | 2025 | 6065 | S.R. BALL BEARING NO- 6213 2Z MAKE - FAG/ NSK/SKF/BBH | NO |  | 4 | 0
72 | MMSSKM | NS | 2025 | 6356 | BEARING - 30209 MAKE - FAG/NSK/SKF/BBH | NO |  | 10 | 0
73 | MMSSKM | NS | 2025 | 7055 | TAPPER ROLLER BEARING- 30207 MAKE - FAG/ NSK/SKF/BBH | NO |  | 1 | 0
74 | MMSSKM | NS | 2025 | 7066 | BEARING UC-206 MAKE - FAG/ NSK/SKF/BBH | NO |  | 3 | 0
75 | MMSSKM | NS | 2025 | 8631 | SLEEVES FOR TAPPER BEARING- H 312 MAKE -FAG/ NSK/SKF/BBH | NO |  | 2 | 0
76 | MMSSKM | NS | 2025 | 8632 | SLEEVES FOR TAPPER BEARING- H 310 MAKE - FAG/ NSK/SKF/BBH | NO |  | 2 | 0
77 | MMSSKM | NS | 2025 | 8633 | BEARING SLEEVE H 311 SLEEVES FOR TAPPER BEARING- H 311 MAKE - FAG/ NSK/SKF/BBH | NO |  | 2 | 0
78 | MMSSKM | NS | 2025 | 8634 | SLEEVES FOR TAPPER BEARING- H 308 MAKE - FAG/ NSK/SKF/BBH | NO |  | 2 | 0
79 | MMSSKM | NS | 2025 | 9781 | ROLLER BEARING NO- NU 221 C3 FOR HIGH SPEED MOTOR 2900 RPM MAKE - FAG/ NSK/SKF/BBH | NO |  | 1 | 0
80 | MMSSKM | NS | 2025 | 9784 | D.R. ROLLER BEARING - 23028 KM MAKE - FAG/NSK/SKF/BBH | NO |  | 1 | 0
81 | MMSSKM | NS | 2025 | 9786 | D.R. BALL BEARING NO- 3312 BK MAKE - FAG/NSK/SKF/BBH | NO |  | 3 | 0
82 | MMSSKM | NS | 2025 | 9789 | ROLLER BEARING NO- 21316 E MAKE - FAG/NSK/SKF/BBH | NO |  | 6 | 0
83 | MMSSKM | NS | 2025 | 9792 | HOOD NIDDEL BEARING NU KR 62 MAKE - FAG/NSK/SKF/BBH | NO |  | 1 | 0
84 | MMSSKM | NS | 2025 | 9798 | S.R. ROLLER BEARING 33020 MAKE - FAG/NSK/SKF/BBH | NO |  | 1 | 0
85 | MMSSKM | NS | 2025 | 9801 | BALL BEARING NO- 6406 2Z MAKE - FAG/NSK/SKF/BBH | NO |  | 4 | 0
86 | MMSSKM | NS | 2025 | 9807 | D.R. ROLLER BEARING NO- 22219 EJ W33 MAKE - FAG/ NSK/SKF/BBH | NO |  | 1 | 0
87 | MMSSKM | NS | 2025 | 9809 | D.R. ROLLER BEARING NO- 22203 CKW3 MAKE - FAG/ NSK/SKF/BBH | NO |  | 2 | 0
88 | MMSSKM | NS | 2025 | 9811 | D.R. BALL BEARING NO- 1216 K MAKE - FAG/ NSK/SKF/BBH | NO |  | 3 | 0
89 | MMSSKM | NS | 2025 | 9812 | THRUST BALL BEARING NO- 51364 MAKE - FAG/ NSK/SKF/BBH | NO |  | 2 | 0
90 | MMSSKM | NS | 2025 | 9816 | S.R. BALL BEARING NO- 64046 2Z MAKE - FAG/ NSK/SKF/BBH | NO |  | 2 | 0
91 | MMSSKM | NS | 2025 | 9818 | BEARING NO- NJ2308 ECJMAKE - FAG/ NSK/SKF/BBH | NO |  | 1 | 0
92 | MMSSKM | NS | 2025 | 9820 | BEARING NO- NJ208 E MAKE - FAG/ NSK/SKF/BBH | NO |  | 2 | 0
93 | MMSSKM | NS | 2025 | 9822 | BEARING NO- NJ206 MAKE - FAG/ NSK/SKF/BBH | NO |  | 2 | 0
94 | MMSSKM | NS | 2025 | 9823 | ROLLER BEARING NO- NU224 , MAKE - FAG/ NSK/SKF/BBH | NO |  | 1 | 0
95 | MMSSKM | NS | 2025 | 9825 | ROLLER BEARING NO- NU 316 MAKE - FAG/ NSK/SKF/BBH | NO |  | 2 | 0
96 | MMSSKM | NS | 2025 | 9827 | ROLLER BEARING NO- NU 319 MAKE - FAG/ NSK/SKF/BBH | NO |  | 2 | 0
97 | MMSSKM | NS | 2025 | 9829 | ROLLER BEARING NO- NU 324 MAKE - FAG/ NSK/SKF/BBH | NO |  | 2 | 0
98 | MMSSKM | NS | 2025 | 9830 | BALL BEARING - UC 210 MAKE - FAG/ NSK/SKF/BBH | NO |  | 4 | 0
99 | MMSSKM | NS | 2025 | 9831 | BEARING - UC - 316 MAKE - FAG/ NSK/SKF/BBH | NO |  | 1 | 0
100 | MMSSKM | NS | 2025 | 9832 | BEARING - UC - 216 MAKE - FAG/ NSK/SKF/BBH | NO |  | 1 | 0
101 | MMSSKM | NS | 2025 | 9834 | BEARING - UC - 214 MAKE - FAG/ NSK/SKF/BBH | NO |  | 2 | 0
102 | MMSSKM | NS | 2025 | 9836 | BEARING -32206 MAKE - FAG/ NSK/SKF/BBH | NO |  | 3 | 0
103 | MMSSKM | NS | 2025 | 9838 | BEARING - 30306 MAKE - FAG/ NSK/SKF/BBH | NO |  | 2 | 0
104 | MMSSKM | NS | 2025 | 9840 | BEARING - 80677 MAKE - FAG/ NSK/SKF/BBH | NO |  | 2 | 0
105 | MMSSKM | NS | 2025 | 9843 | BEARING - 80675 MAKE - FAG/ NSK/SKF/BBH | NO |  | 4 | 0
106 | MMSSKM | NS | 2025 | 9845 | BEARING - 20230 CKW 33 MAKE - FAG/ NSK/SKF/BBH | NO |  | 2 | 0
107 | MMSSKM | NS | 2025 | 9847 | ROLLER BEARING NO- 621122 MAKE - FAG/ NSK/SKF/BBH | NO |  | 2 | 0
108 | MMSSKM | NS | 2025 | 9849 | ROLLER BEARING NO- 621812 MAKE - FAG/ NSK/SKF/BBH | NO |  | 2 | 0
109 | MMSSKM | NS | 2025 | 9851 | ROLLER BEARING NO - 601122 MAKE - FAG/ NSK/SKF/BBH | NO |  | 2 | 0
110 | MMSSKM | NS | 2025 | 9853 | SLEEVES FOR TAPPER BEARING- H 307 MAKE - FAG/NSK/SKF/BBH | NO |  | 2 | 0
111 | MMSSKM | NS | 2025 | 10464 | S.R. BALL BEARING NO. - 6414 A MAKE - FAG/ NSK/SKF/BBH | NO |  | 4 | 0
112 | MMSSKM | NS | 2025 | 250465 | SLEEVES FOR TAPPER BEARING- H 317 MAKE - FAG/ NSK/SKF/BBH | NO |  | 1 | 0
113 | MMSSKM | NS | 2025 | 400001 | S.R. ROLLER BEARING NO- NU 310 EC MAKE - FAG/ NSK/SKF/BBH | NO |  | 2 | 0
114 | MMSSKM | NS | 2025 | 400002 | S.R. BALL BEARING NO- 6306 2Z MAKE - FAG/ NSK/SKF/BBH | NO |  | 6 | 0
115 | MMSSKM | NS | 2025 | 400004 | BEARING - 23152 CKW33 MAKE - FAG/ NSK/SKF/BBH | NO |  | 3 | 0
116 | MMSSKM | NS | 2025 | 400006 | BEARING - 23036 MAKE - FAG/ NSK/SKF/BBH | NO |  | 3 | 0
117 | MMSSKM | NS | 2025 | 400010 | S.R. ROLLER BEARING NO- NU 311 EC3 MAKE - FAG/ NSK/SKF/BBH | NO |  | 6 | 0
118 | MMSSKM | NS | 2025 | 400012 | ROLLER BEARING NO- NU 306 MAKE - FAG/ NSK/SKF/BBH | NO |  | 2 | 0
119 | MMSSKM | NS | 2025 | 400014 | S.R. BALL BEARING No. 6317 ZZ/C3/EC3 FOR HIGH SPEED MOTOR 2900 RPM MAKE - FAG/ NSK/SKF/BBH | NO |  | 1 | 0
120 | MMSSKM | NS | 2025 | 400016 | S.R. BALL BEARING NO- 6320 C3 FOR HIGH SPEED MOTOR USED MAKE - FAG/ NSK/SKF/BBH | NO |  | 2 | 0
121 | MMSSKM | NS | 2025 | 400017 | S.R. BALL BEARING NO. 6217 ZZ/C3/EC3 FOR HIGH SPEED MOTOR 2900 RPM MAKE - FAG/ NSK/SKF/BBH | NO |  | 1 | 0
122 | MMSSKM | NS | 2025 | 400018 | Ball Bearing No. 6221 C3 FOR HIGH SPEED MOTOR 2900 RPM MAKE - FAG/ NSK/SKF/BBH | NO |  | 2 | 0
123 | MMSSKM | NS | 2025 | 400024 | ROLLER BEARING NO- 32208 MAKE - FAG/ NSK/SKF/BBH | NO |  | 4 | 0
124 | MMSSKM | NS | 2025 | 400025 | S.R. BALL BEARING NO- 6308 C3 MAKE - FAG/ NSK/SKF/BBH | NO |  | 5 | 0
125 | MMSSKM | NS | 2025 | 400027 | S.R. BALL BEARING NO- 6203 2Z MAKE - FAG/ NSK/SKF/BBH | NO |  | 6 | 0
126 | MMSSKM | NS | 2025 | 400028 | S.R. BALL BEARING NO- 6204 2Z MAKE - FAG/ NSK/SKF/BBH | NO |  | 1 | 0
127 | MMSSKM | NS | 2025 | 400029 | S.R. BALL BEARING NO- 6205 2Z MAKE - FAG/ NSK/SKF/BBH | NO |  | 1 | 0
128 | MMSSKM | NS | 2025 | 400033 | S.R. BALL BEARING NO- 6209 2Z MAKE - FAG/ NSK/SKF/BBH | NO |  | 1 | 0
129 | MMSSKM | NS | 2025 | 400035 | S.R. BALL BEARING NO. 6212 ZZ/C3 MAKE - FAG/ NSK/SKF/BBH | NO |  | 1 | 0
130 | MMSSKM | NS | 2025 | 400041 | S.R. BALL BEARING 6309 2z MAKE - FAG/ NSK/SKF/BBH | NO |  | 3 | 0
131 | MMSSKM | NS | 2025 | 400043 | S.R. BALL BEARING NO. 6310 ZZ/C3 MAKE - FAG/ NSK/SKF/BBH | NO |  | 22 | 0
132 | MMSSKM | NS | 2025 | 400044 | S.R. BALL BEARING 6311 ZZ MAKE - FAG/ NSK/SKF/BBH | NO |  | 3 | 0
133 | MMSSKM | NS | 2025 | 400045 | S.R. BALL BEARING NO- 6312 2Z MAKE - FAG/ NSK/SKF/BBH | NO |  | 1 | 0
134 | MMSSKM | NS | 2025 | 400047 | S.R. BALL BEARING 6313 C3 MAKE - FAG/ NSK/SKF/BBH | NO |  | 1 | 0
135 | MMSSKM | NS | 2025 | 400053 | S.R. BALL BEARING QJ 215 MPAC4 MAKE - FAG/ NSK/SKF/BBH | NO |  | 2 | 0
136 | MMSSKM | NS | 2025 | 400055 | TAPPER ROLLER BEARING 32210 MAKE - FAG/ NSK/SKF/BBH | NO |  | 2 | 0
137 | MMSSKM | NS | 2025 | 400060 | DOUBLE ROW ROLLER BEARING NO. 22218 EJ MAKE - FAG/ NSK/SKF/BBH | NO |  | 1 | 0
138 | MMSSKM | NS | 2025 | 400063 | TAPPER ROLLER BEARING No 714249 JM MAKE - FAG/NSK/SKF/BBH | NO |  | 4 | 0
139 | MMSSKM | NS | 2025 | 400066 | S.R. BALL BEARING NO- 7318 BBC MB MAKE - FAG/NSK/SKF/BBH | NO |  | 1 | 0
140 | MMSSKM | NS | 2025 | 400067 | S.R. BALL BEARING NO- 6412 A MAKE - FAG/ NSK/SKF/BBH | NO |  | 4 | 0
141 | MMSSKM | NS | 2025 | 400070 | ROLLER BEARING NO- NU 308 FOR HIGH SPEED MOTOR MAKE - FAG/ NSK/SKF/BBH | NO |  | 4 | 0
142 | MMSSKM | NS | 2025 | 2851 | S.S ALLANKEY BOLT 12X40 MAKE - CAPARO/TVS/XPS | NO |  | 30 | 0
143 | MMSSKM | NS | 2025 | 2862 | S.S. Allenkey Bolt M20X50 MAKE - CAPARO/TVS/XPS | NO |  | 60 | 0
144 | MMSSKM | NS | 2025 | 3412 | H.T. HEXA BOLT (H.T.) 20X100 MM MAKE - CAPARO/TVS/XPS | NO |  | 40 | 0
145 | MMSSKM | NS | 2025 | 3446 | H.T. Allen Bolt 8X20MM MAKE - CAPARO/TVS/XPS | NO |  | 30 | 0
146 | MMSSKM | NS | 2025 | 3447 | H.T. Hex Bolt (H.T.) 6X16 MAKE - CAPARO/TVS/XPS | NO |  | 20 | 0
147 | MMSSKM | NS | 2025 | 3450 | H.T. Bolt WITH NUT16X100 MM MAKE - CAPARO/TVS/XPS | NO |  | 30 | 0
148 | MMSSKM | NS | 2025 | 3452 | H.T. Hex Bolt 10X35 MAKE - CAPARO/TVS/XPS | NO |  | 10 | 0
149 | MMSSKM | NS | 2025 | 3564 | H.T. ALLEN BOLT M 12X40MM MAKE - CAPARO/TVS/XPS | NO |  | 50 | 0
150 | MMSSKM | NS | 2025 | 3566 | H.T. ALLEN BOLT M 16X35MM MAKE - CAPARO/TVS/XPS | NO |  | 30 | 0
151 | MMSSKM | NS | 2025 | 4255 | H.T. ALLEN KEY BOLT 16X40MM MAKE - CAPARO/TVS/XPS | NO |  | 30 | 0
152 | MMSSKM | NS | 2025 | 4315 | H.T. BOLT 16X80 MM MAKE - CAPARO/TVS/XPS | NO |  | 40 | 0
153 | MMSSKM | NS | 2025 | 4349 | H.T. Bolt M 18X150 MAKE - CAPARO/TVS/XPS | NO |  | 5 | 0
154 | MMSSKM | NS | 2025 | 4495 | H.T. BOLT 16X20 MM MAKE - CAPARO/TVS/XPS | NO |  | 10 | 0
155 | MMSSKM | NS | 2025 | 4496 | H.T. Hexa Bolt 12x40mm MAKE - CAPARO/TVS/XPS | NO |  | 10 | 0
156 | MMSSKM | NS | 2025 | 4504 | H.T. BOLT FT12X65 MM MAKE - CAPARO/TVS/XPS | NO |  | 10 | 0
157 | MMSSKM | NS | 2025 | 4570 | H.T. Bolt M16x40 MM MAKE - CAPARO/TVS/XPS | NO |  | 50 | 0
158 | MMSSKM | NS | 2025 | 4822 | H.T. BOLT, SIZE - 24X60MM MAKE - CAPARO/TVS/XPS | NO |  | 20 | 0
159 | MMSSKM | NS | 2025 | 5145 | H.T. BOLT WITH NUT 16x50 mm (F.T) MAKE - CAPARO/TVS/XPS | NO |  | 50 | 0
160 | MMSSKM | NS | 2025 | 5150 | H.T. BOLT WITH NUT 20x60 mm (F.T) MAKE - CAPARO/TVS/XPS | NO |  | 30 | 0
161 | MMSSKM | NS | 2025 | 5165 | NYLOCK NUT - 24 MM MAKE - CAPARO/TVS/XPS | NO |  | 150 | 0
162 | MMSSKM | NS | 2025 | 5167 | H.T. BOLT HEXA (F.T.) 12x50 mm MAKE - CAPARO/TVS/XPS | NO |  | 60 | 0
163 | MMSSKM | NS | 2025 | 5169 | H.T. BOLT (F.T.) 12x35 mm MAKE - CAPARO/TVS/XPS | NO |  | 50 | 0
164 | MMSSKM | NS | 2025 | 5172 | H.T. BOLT (F.T.) 8x30 mm MAKE - CAPARO/TVS/XPS | NO |  | 30 | 0
165 | MMSSKM | NS | 2025 | 5175 | H.T. BOLT (F.T.) 20x50 mm MAKE - CAPARO/TVS/XPS | NO |  | 10 | 0
166 | MMSSKM | NS | 2025 | 5176 | H.T. BOLT (F.T.) 16x30mm MAKE - CAPARO/TVS/XPS | NO |  | 40 | 0
167 | MMSSKM | NS | 2025 | 5178 | H.T. BOLT (F.T.) 10x25 mm MAKE - CAPARO/TVS/XPS | NO |  | 20 | 0
168 | MMSSKM | NS | 2025 | 5180 | H.T. BOLT (F.T.) 20x80 mm MAKE - CAPARO/TVS/XPS | NO |  | 30 | 0
169 | MMSSKM | NS | 2025 | 5181 | H.T. BOLT (F.T.) 6x16 mm MAKE - CAPARO/TVS/XPS | NO |  | 60 | 0
170 | MMSSKM | NS | 2025 | 5182 | H.T. BOLT (F.T.) 8x20 mm MAKE - CAPARO/TVS/XPS | NO |  | 40 | 0
171 | MMSSKM | NS | 2025 | 5188 | H.T. BOLT (F.T.) 24x65 mm MAKE - CAPARO/TVS/XPS | NO |  | 5 | 0
172 | MMSSKM | NS | 2025 | 5189 | H.T. BOLT (F.T) 20x150 mm MAKE - CAPARO/TVS/XPS | NO |  | 5 | 0
173 | MMSSKM | NS | 2025 | 5263 | H.T. BOLT 6X35 MM MAKE - CAPARO/TVS/XPS | NO |  | 40 | 0
174 | MMSSKM | NS | 2025 | 5265 | H.T. Bolt 5x125 MM MAKE - CAPARO/TVS/XPS | NO |  | 5 | 0
175 | MMSSKM | NS | 2025 | 5303 | H.T. BOLT 6X80 MM MAKE - CAPARO/TVS/XPS | NO |  | 30 | 0
176 | MMSSKM | NS | 2025 | 5304 | H.T. BOLT 8X50 MM MAKE - CAPARO/TVS/XPS | NO |  | 30 | 0
177 | MMSSKM | NS | 2025 | 5436 | H.T. HEXA BOLT M20X60 MAKE - CAPARO/TVS/XPS | NO |  | 20 | 0
178 | MMSSKM | NS | 2025 | 5660 | H.T. BOLT 10X40MM MAKE - CAPARO/TVS/XPS | NO |  | 40 | 0
179 | MMSSKM | NS | 2025 | 5804 | H.T. BOLT 8X40 MM (F/T) MAKE - CAPARO/TVS/XPS | NO |  | 100 | 0
180 | MMSSKM | NS | 2025 | 6045 | H.T. BOLT M20X65 WITH NYLOCK NUT (H.T.) MAKE - CAPARO/TVS/XPS | NO |  | 10 | 0
181 | MMSSKM | NS | 2025 | 6046 | H.T. BOLT - 8X20 MAKE - CAPARO/TVS/XPS | NO |  | 25 | 0
182 | MMSSKM | NS | 2025 | 6047 | H.T. BOLT - 6X20MM MAKE - CAPARO/TVS/XPS | NO |  | 20 | 0
183 | MMSSKM | NS | 2025 | 6052 | H.T. BOLT - 6X25 MAKE - CAPARO/TVS/XPS | NO |  | 50 | 0
184 | MMSSKM | NS | 2025 | 6075 | H.T. 24X65 COUNTER SHANK BOLT WITH NUT HALF THREAD MAKE - CAPARO/TVS/XPS | NO |  | 40 | 0
185 | MMSSKM | NS | 2025 | 6508 | H.T.Bolt (Half T)10x50mm MAKE - CAPARO/TVS/XPS | NO |  | 50 | 0
186 | MMSSKM | NS | 2025 | 6548 | H.T. Bolt (F.T) 16x120 MM MAKE - CAPARO/TVS/XPS | NO |  | 20 | 0
187 | MMSSKM | NS | 2025 | 6551 | H.T. HEXA BOLT - M20x50MM MAKE - CAPARO/TVS/XPS | NO |  | 50 | 0
188 | MMSSKM | NS | 2025 | 6743 | H.T. HEXA BOLT - M 8x30MM MAKE - CAPARO/TVS/XPS | NO |  | 30 | 0
189 | MMSSKM | NS | 2025 | 6745 | H.T. BOLT WITH NYLOCK NUT HALF THREAD -24X75MM MAKE - CAPARO/TVS/XPS | NO |  | 90 | 0
190 | MMSSKM | NS | 2025 | 7286 | H.T. BOLT (F.T.) 10X30 MM MAKE - CAPARO/TVS/XPS | NO |  | 50 | 0
191 | MMSSKM | NS | 2025 | 7411 | H.T. COUNTER BOLT WITH NUT HT 20X160 MM MAKE - CAPARO/TVS/XPS | NO |  | 68 | 0
192 | MMSSKM | NS | 2025 | 8667 | H.T. BOLT 16X65 MAKE - CAPARO/TVS/XPS | NO |  | 40 | 0
193 | MMSSKM | NS | 2025 | 8668 | HT COUNTER SHANK 10X50 MAKE - CAPARO/TVS/XPS | NO |  | 30 | 0
194 | MMSSKM | NS | 2025 | 8670 | HT ALLENKEY BOLT 12X30 MAKE - CAPARO/TVS/XPS | NO |  | 40 | 0
195 | MMSSKM | NS | 2025 | 9650 | H.T BOLTS /NUT(FULL.THREAD) - 6 X 40 MM MAKE - CAPARO/TVS/XPS | NO |  | 100 | 0
196 | MMSSKM | NS | 2025 | 9654 | H.T. BOLT 12MM x 130MM MAKE - CAPARO/TVS/XPS | NO |  | 10 | 0
197 | MMSSKM | NS | 2025 | 9659 | H.T. HEXA BOLT - M16 X 50 MM MAKE - CAPARO/TVS/XPS | NO |  | 70 | 0
198 | MMSSKM | NS | 2025 | 9662 | H.T. HEXA BOLT WITH NUT HALF THREAD- M 36 X 200 MM MAKE - CAPARO/TVS/XPS | NO |  | 10 | 0
199 | MMSSKM | NS | 2025 | 9663 | H.T. HEXA BOLT - M12 X 30 MM MAKE - CAPARO/TVS/XPS | NO |  | 50 | 0
200 | MMSSKM | NS | 2025 | 9666 | S.S. ALLEN BOLT - M12 X 50 MM MAKE - CAPARO/TVS/XPS | NO |  | 30 | 0
201 | MMSSKM | NS | 2025 | 9667 | H.T. BOLT - 12X 40 MM HALF THREAD MAKE - CAPARO/TVS/XPS | NO |  | 50 | 0
202 | MMSSKM | NS | 2025 | 9669 | H.T BOLTS (FULL.THREAD) - 16 X 75 MM MAKE - CAPARO/TVS/XPS | NO |  | 40 | 0
203 | MMSSKM | NS | 2025 | 9670 | H.T BOLTS (FULL.THREAD) - 12 X 75 MM MAKE - CAPARO/TVS/XPS | NO |  | 60 | 0
204 | MMSSKM | NS | 2025 | 9671 | H.T BOLTS (FULL.THREAD) - 12 X 100 MM MAKE - CAPARO/TVS/XPS | NO |  | 10 | 0
205 | MMSSKM | NS | 2025 | 9672 | H.T BOLTS (FULL.THREAD) - 10 X 20 MM MAKE - CAPARO/TVS/XPS | NO |  | 50 | 0
206 | MMSSKM | NS | 2025 | 9673 | H.T BOLTS (FULL.THREAD) - 8 X 25 MM MAKE - CAPARO/TVS/XPS | NO |  | 20 | 0
207 | MMSSKM | NS | 2025 | 9675 | S.S. BOLT - 6 X 30 MM MAKE - CAPARO/TVS/XPS | NO |  | 20 | 0
208 | MMSSKM | NS | 2025 | 9676 | S.S. BOLT - 8 X 30 MM MAKE - CAPARO/TVS/XPS | NO |  | 50 | 0
209 | MMSSKM | NS | 2025 | 9677 | S.S. BOLT - 8 X 25 MM WITH WASHER THICK- 5MM MAKE - CAPARO/TVS/XPS | NO |  | 50 | 0
210 | MMSSKM | NS | 2025 | 9678 | S.S. BOLT - 16 X 40 MM MAKE - CAPARO/TVS/XPS | NO |  | 10 | 0
211 | MMSSKM | NS | 2025 | 9680 | H.T. BOLT WITH NOYLOCK NUT - 24 X 65 MM MAKE - CAPARO/TVS/XPS | NO |  | 45 | 0
212 | MMSSKM | NS | 2025 | 9682 | H.T. BOLT - 20 X 65 MM WITH NYLOCK NUT MAKE - CAPARO/TVS/XPS | NO |  | 20 | 0
213 | MMSSKM | NS | 2025 | 10207 | S.S. ALLEN BOLT - M 12 X 35 MM MAKE - CAPARO/TVS/XPS | NO |  | 50 | 0
214 | MMSSKM | NS | 2025 | 250258 | H.T. BOLT(F.T.) 16X150MM MAKE - CAPARO/TVS/XPS | NO |  | 5 | 0
215 | MMSSKM | NS | 2025 | 290060 | H.T. BOLT WITH NYLOCK HT 24X90 MM MAKE - CAPARO/TVS/XPS | NO |  | 200 | 0
216 | MMSSKM | NS | 2025 | 1982 | PCV INSULATED,SINGLE CORE MULTISTAND COPPER WIRE SIZE 0.75 SQ.MM ( YELLOW) MAKE - HAVELLS | MTR |  | 1200 | 0
217 | MMSSKM | NS | 2025 | 1989 | PVC COPPER FLAT CABLE - 3 CORE X 4 MM2 MAKE - HAVELLS | MTR |  | 1000 | 0
218 | MMSSKM | NS | 2025 | 2519 | HEAVY DUTY EXHAUST FAN SWEEP- 300MM, 230V, SPEED-1400 RPM MAKE - HAVELLS | NO |  | 20 | 0
219 | MMSSKM | NS | 2025 | 3164 | CAPACITOR 6 MFD MAKE - HAVELLS | NO |  | 30 | 0
220 | MMSSKM | NS | 2025 | 5039 | LED FLUD LIGHT INDURSTRIAL HIGHMAST LIGHTHING 200W MAKE - HAVELLS | NO |  | 10 | 0
221 | MMSSKM | NS | 2025 | 5491 | LED TUBE LIGHT WITH FRAME - 40W, LENGTH 4FT MAKE - HAVELLS | NO |  | 250 | 0
222 | MMSSKM | NS | 2025 | 5607 | MCB BOX 2 WAY, MAKE - HAVELLS | NO |  | 10 | 0
223 | MMSSKM | NS | 2025 | 5849 | CEILING FAN SWEEP- 48 INCH DOUBEL BEARING MAKE - HAVELLS | NO |  | 15 | 0
224 | MMSSKM | NS | 2025 | 5982 | MODULER SOCKET - 16 AMP, MAKE - HAVELLS | NO |  | 15 | 0
225 | MMSSKM | NS | 2025 | 5984 | MODULER SWITCH - 16 AMP, MAKE - HAVELLS | NO |  | 15 | 0
226 | MMSSKM | NS | 2025 | 6143 | CABLE ARMOURED INSTRUMENT 1 SQMM 2 CORE OVERALL SHIELDED ARMOURED INSTRUMETATION CABLE MAKE - HAVELLS | MTR |  | 100 | 0
227 | MMSSKM | NS | 2025 | 6681 | L.T. POWER CABLE ALLUMINIUM CONDUCTOR AMOURED GRADE- 1.1 KV PVC INSULATED. ALLUMINIUM CABLE . 3.5C X 35 MM2 MAKE - HAVELLS | MTR |  | 200 | 0
228 | MMSSKM | NS | 2025 | 6682 | L.T. POWER CABLE ALLUMINIUM CONDUCTOR AMOURED GRADE- 1.1 KV PVC INSULATED. ALLUMINIUM CABLE 3.5C X 50 MM2 MAKE - HAVELLS | MTR |  | 200 | 0
229 | MMSSKM | NS | 2025 | 6683 | L.T. POWER CABLE ALLUMINIUM CONDUCTOR AMOURED GRADE- 1.1 KV PVC INSULATED. ALLUMINIUM CABLE 3.5C X 70 MM2 MAKE - HAVELLS | MTR |  | 200 | 0
230 | MMSSKM | NS | 2025 | 6684 | L.T. POWER CABLE ALLUMINIUM CONDUCTOR AMOURED GRADE- 1.1 KV PVC INSULATED. ALLUMINIUM CABLE 3.5C X 90 MM2 MAKE - HAVELLS | MTR |  | 100 | 0
231 | MMSSKM | NS | 2025 | 6685 | L.T. POWER CABLE COPPER CONDUCTOR AMOURED GRADE- 1.1 KV PVC INSULATED. COPPER CABLE 4C X 1.5 MM2 MAKE - HAVELLS | MTR |  | 200 | 0
232 | MMSSKM | NS | 2025 | 7415 | L.T. POWER CABLE ALLUMINIUM CONDUCTOR AMOURED GRADE- 1.1 KV PVC INSULATED. ALLUMINIUM CABLE . 3.5C X 25 MM2 MAKE - HAVELLS | MTR |  | 150 | 0
233 | MMSSKM | NS | 2025 | 7986 | CHANGE OVER SWITCH INCLUDING DOOR TYPE 1000 AMP. MAKE - HAVELLS | NO |  | 2 | 0
234 | MMSSKM | NS | 2025 | 8334 | MODULER SWITCH - 10 AMP, MAKE - HAVELLS | NO |  | 15 | 0
235 | MMSSKM | NS | 2025 | 8581 | MODULER BOARD WITH FIBER PLATE -18 WAY WITH SWITCH, SOCKET 6 TO 16 Amp MAKE - HAVELLS | Set |  | 10 | 0
236 | MMSSKM | NS | 2025 | 8583 | MODULER BOARD WITH FIBER PLATE - 4 WAY WITH SWITCH, SOCKET 6 TO 16 Amp MAKE - HAVELLS | Set |  | 10 | 0
237 | MMSSKM | NS | 2025 | 8584 | MODULER BOARD WITH FIBER PLATE - 8 WAY WITH SWITCH, SOCKET 6 TO 16 Amp MAKE - HAVELLS | Set |  | 10 | 0
238 | MMSSKM | NS | 2025 | 8586 | MODULER BOARD WITH FIBER PLATE - 2 WAY, WITH SWITCH, SOCKET 6 TO 16 Amp MAKE - HAVELLS | Set |  | 10 | 0
239 | MMSSKM | NS | 2025 | 8587 | MODULER BOARD WITH FIBER PLATE - 6 WAY WITH SWITCH, SOCKET 6 TO 16 Amp MAKE - HAVELLS | Set |  | 10 | 0
240 | MMSSKM | NS | 2025 | 8843 | HEAVY DUTY EXHAUST FAN SWEEP- 450MM, 230V, SPEED-900RPM MAKE - HAVELLS | NO |  | 7 | 0
241 | MMSSKM | NS | 2025 | 9959 | 2.5 SQMM 4 CORE COPPER ARMOUR CABLE MAKE - HAVELLS | MTR |  | 300 | 0
242 | MMSSKM | NS | 2025 | 9960 | PCV INSULATED,SINGLE CORE MULTISTAND COPPER WIRE SIZE 0.75 SQ.MM ( GREEN ) MAKE - HAVELLS | MTR |  | 1200 | 0
243 | MMSSKM | NS | 2025 | 9962 | PCV INSULATED,SINGLE CORE MULTISTAND COPPER WIRE SIZE 0.75 SQ.MM ( BLUE) MAKE - HAVELLS | MTR |  | 1200 | 0
244 | MMSSKM | NS | 2025 | 9967 | INDUSTRIAL LED FLOOD LIGHT 400 WATT MAKE HAVELLS | NO |  | 10 | 0
245 | MMSSKM | NS | 2025 | 9968 | PVC WIRE 1 X 0.75 MM2 (SINGLE CORE) MAKE - HAVELLS | MTR |  | 1000 | 0
246 | MMSSKM | NS | 2025 | 9969 | PVC COPPER WIRE 1 X 1 MM2 (SINGLE CORE) MAKE - HAVELLS | MTR |  | 1000 | 0
247 | MMSSKM | NS | 2025 | 9970 | PVC COPPER WIRE 1 X 1.5 MM2 (SINGLE CORE) MAKE - HAVELLS | MTR |  | 2000 | 0
248 | MMSSKM | NS | 2025 | 9971 | PVC COPPER WIRE 1 X 2.5 MM2 (SINGLE CORE) MAKE - HAVELLS | MTR |  | 2500 | 0
249 | MMSSKM | NS | 2025 | 9972 | PVC COPPER WIRE ROUND CABLE FLEXIBLE -2 CORE X 1.5 MM2 MAKE - HAVELLS | MTR |  | 1500 | 0
250 | MMSSKM | NS | 2025 | 9973 | PVC COPPER WIRE ROUND CABLE FLEXIBLE -2 CORE X 2.5 MM2 MAKE - HAVELLS | MTR |  | 1500 | 0
251 | MMSSKM | NS | 2025 | 9974 | PVC COPPER WIRE ROUND FLEXIBLE CABLE -3 CORE X 2.5 MM2 MAKE - HAVELLS | MTR |  | 1500 | 0
252 | MMSSKM | NS | 2025 | 9975 | PVC COPPER WIRE ROUND FLEXIBLE CABLE -4 CORE X 4 MM2 MAKE - HAVELLS | MTR |  | 200 | 0
253 | MMSSKM | NS | 2025 | 9976 | TWO-CORE 1 SQ.MM PCV FLEXIBIAL CABLE 230 AC POWER SUPPLY MAKE - HAVELLS | MTR |  | 500 | 0
254 | MMSSKM | NS | 2025 | 9980 | MCB BOX 18 WAY, MAKE - HAVELLS | NO |  | 15 | 0
255 | MMSSKM | NS | 2025 | 9981 | MCB BOX 12 WAYM, MAKE - HAVELLS | NO |  | 15 | 0
256 | MMSSKM | NS | 2025 | 9982 | MCB BOX 8 WAY, MAKE - HAVELLS | NO |  | 10 | 0
257 | MMSSKM | NS | 2025 | 9983 | MCB BOX 6 WAY, MAKE - HAVELLS | NO |  | 10 | 0
258 | MMSSKM | NS | 2025 | 9988 | FALSE CEILING LIGHT - RECESS MOUNTED LED DOWNLIGHT WITH PRESSURE DIE-CAST ALLUMINIUM HOUSING/HEAT SINK & PC DIFFUSER 6W, ROUND/SQUARE TYPE, MAKE- HAVELLS | NO |  | 10 | 0
259 | MMSSKM | NS | 2025 | 9990 | FALSE CEILING LIGHT - RECESS MOUNTED LED DOWNLIGHT WITH PRESSURE DIE-CAST ALLUMINIUM HOUSING/HEAT SINK & PC DIFFUSER 9W, ROUND/SQUARE TYPE, MAKE- HAVELLS | NO |  | 10 | 0
260 | MMSSKM | NS | 2025 | 9995 | FALSE CEILING LIGHT - RECESS MOUNTED LED DOWNLIGHT WITH PRESSURE DIE-CAST ALLUMINIUM HOUSING/HEAT SINK & PC DIFFUSER 12W, ROUND/SQUARE TYPE, MAKE- HAVELLS | NO |  | 10 | 0
261 | MMSSKM | NS | 2025 | 9996 | FALSE CEILING LIGHT - RECESS MOUNTED LED DOWNLIGHT WITH PRESSURE DIE-CAST ALLUMINIUM HOUSING/HEAT SINK & PC DIFFUSER 15W, ROUND/SQUARE TYPE, MAKE- HAVELLS | NO |  | 10 | 0
262 | MMSSKM | NS | 2025 | 9997 | FALSE CEILING LIGHT - RECESS MOUNTED LED DOWNLIGHT WITH PRESSURE DIE-CAST ALLUMINIUM HOUSING/HEAT SINK & PC DIFFUSER 18W, ROUND/SQUARE TYPE, MAKE- HAVELLS | NO |  | 10 | 0
263 | MMSSKM | NS | 2025 | 9998 | FALSE CEILING LIGHT - RECESS MOUNTED LED DOWNLIGHT WITH PRESSURE DIE-CAST ALLUMINIUM HOUSING/HEAT SINK & PC DIFFUSER 24W, ROUND/SQUARE TYPE, MAKE- HAVELLS | NO |  | 10 | 0
264 | MMSSKM | NS | 2025 | 10007 | 5 PIN PLUG SOCKET - 6 AMP. MAKE - HAVELLS | NO |  | 100 | 0
265 | MMSSKM | NS | 2025 | 10009 | 5 PIN PLUG SOCKET - 16 AMP. MAKE - HAVELLS | NO |  | 100 | 0
266 | MMSSKM | NS | 2025 | 10013 | PYANO SWITCH - 6 AMP. MAKE - HAVELLS | NO |  | 200 | 0
267 | MMSSKM | NS | 2025 | 10014 | PYANO SWITCH - 16 AMP. MAKE - HAVELLS | NO |  | 100 | 0
268 | MMSSKM | NS | 2025 | 10016 | PLUG TOP 3 PIN 6 AMP. MAKE - HAVELLS | NO |  | 50 | 0
269 | MMSSKM | NS | 2025 | 10017 | PLUG TOP 3 PIN 16 AMP. MAKE - HAVELLS | NO |  | 50 | 0
270 | MMSSKM | NS | 2025 | 10018 | PLUG TOP 2 PIN 5 AMP. MAKE - HAVELLS | NO |  | 50 | 0
271 | MMSSKM | NS | 2025 | 10019 | PENDENT HOLDER MAKE - HAVELLS | NO |  | 50 | 0
272 | MMSSKM | NS | 2025 | 10022 | ANGLE HOLDER MAKE - HAVELLS | NO |  | 100 | 0
273 | MMSSKM | NS | 2025 | 10023 | LED BULB PIN TYPE - 9 W 240 V MAKE - HAVELLS | NO |  | 200 | 0
274 | MMSSKM | NS | 2025 | 10026 | LED BULB PIN TYPE 14W MAKE - HAVELLS | NO |  | 200 | 0
275 | MMSSKM | NS | 2025 | 10031 | TUBELIGHT ROD 4 INCH X 20W MAKE - HAVELLS | NO |  | 99 | 0
276 | MMSSKM | NS | 2025 | 10034 | ELECTRONIC TUBELIGHT CHOCK 40W MAKE - HAVELLS | NO |  | 100 | 0
277 | MMSSKM | NS | 2025 | 10041 | CIELLING FAN ELECTONIC REGULATOR MAKE - HAVELLS | NO |  | 50 | 0
278 | MMSSKM | NS | 2025 | 10048 | WALL FAN MAKE - HAVELLS | NO |  | 20 | 0
279 | MMSSKM | NS | 2025 | 10051 | L.T. POWER CABLE - 16MM.SQR 3.5 CORE ARMOURED ALLUMINUM CABLE 1.1 KVA MAKE HAVELLS | MTR |  | 200 | 0
280 | MMSSKM | NS | 2025 | 10054 | LED FLUD LIGHT INDURSTRIAL HIGHMAST LIGHTHING 400W MAKE - HAVELLS | NO |  | 30 | 0
281 | MMSSKM | NS | 2025 | 10055 | LED FLUD LIGHT INDURSTRIAL INDOOR LIGHTHING FITTING 80W MAKE - HAVELLS | NO |  | 120 | 0
282 | MMSSKM | NS | 2025 | 10056 | LED FLUD LIGHT INDURSTRIAL STREET LIGHTHING FITTING 80W MAKE - HAVELLS | NO |  | 80 | 0
283 | MMSSKM | NS | 2025 | 250022 | CAPACITOR 2.5 MFD MAKE - HAVELLS | NO |  | 100 | 0
284 | MMSSKM | NS | 2025 | 1444 | General Purpose Welding Electrode 6013 SIZE S- 3.15 MM MAKE - ADOR/EWAC//ESSEN | KG |  | 656 | 0
285 | MMSSKM | NS | 2025 | 2908 | WELDING HELMET WITH RING - I.S.I. STANDARD MAKE - ADOR/EWAC/ESSEN | NO |  | 6 | 0
286 | MMSSKM | NS | 2025 | 5128 | GAS CUTTING NOZEL FOR LPG ,SIZE - 1/32INCH, MAKE - ADOR/EWAC/ESSEN | NO |  | 1 | 0
287 | MMSSKM | NS | 2025 | 5129 | GAS CUTTING NOZEL FOR LPG ,SIZE - 3/64INCH MAKE - ADOR/EWAC/ESSEN | NO |  | 29 | 0
288 | MMSSKM | NS | 2025 | 5217 | BRONZETIC FLUX FOR BRAZING USE - 500 GM PACK MAKE - ADOR/EWAC/ESSEN | NO |  | 6 | 0
289 | MMSSKM | NS | 2025 | 5220 | General Purpose Welding Electrode 6013 SIZE-2.5 MM MAKE - ADOR/EWAC//ESSEN | KG |  | 110 | 0
290 | MMSSKM | NS | 2025 | 5229 | WELDING ELECTRODE - CUG/CGS 680 (ALLOY CPBW 015 )- 4 MM MAKE - ADOR/EWAC/ESSEN | KG |  | 20 | 0
291 | MMSSKM | NS | 2025 | 5814 | HOSE CONNECTOR FOR GAS CUTTER HOSE JOINTING - 1/4INCH X 3INCH MAKE - ADOR/EWAC/ESSEN | NO |  | 10 | 0
292 | MMSSKM | NS | 2025 | 6027 | WELDING ELECTRODE SUPER BOND 44 SS - 3.15 MM MAKE - ADOR/EWAC/ESSEN | KG |  | 50 | 0
293 | MMSSKM | NS | 2025 | 6028 | WELDING ELECTRODE SUPER BOND 44 SS-2.5/2.15 MM MAKE - ADOR/EWAC/ESSEN | KG |  | 20 | 0
294 | MMSSKM | NS | 2025 | 6800 | WELDING ELECTRODE CHROMESLIDE N6006 HARD FACING ELECTRODE (EWACSLIDE 12 CHROMSLIDE 6006) - 3.15 MM MAKE - ADOR/EWAC//ESSEN | KG |  | 65 | 0
295 | MMSSKM | NS | 2025 | 6801 | WELDING ELECTRODE SIZE- 4MM CHROMESLIDE N6006 HARD FACING ELECTRODE (EWACSLIDE 12 CHROMSLIDE 6006) - 4 MM MAKE - ADOR/ EWAC/ESSEN | KG |  | 65 | 0
296 | MMSSKM | NS | 2025 | 7061 | WELDING ELECTROD SPECTRA ST 80 L SIZE 4 MM MAKE - ADOR/EWAC//ESSEN | KG |  | 160 | 0
297 | MMSSKM | NS | 2025 | 7088 | WELDING ELECTROD SPECTRA ST 80 L SIZE 3.15 MM MAKE - ADOR/EWAC//ESSEN | KG |  | 86 | 0
298 | MMSSKM | NS | 2025 | 7285 | WELDING ELECTRODE SUPER BOND 44 SS-4 MM MAKE - ADOR/EWAC/ESSEN | KG |  | 100 | 0
299 | MMSSKM | NS | 2025 | 7632 | WELDING ELECTRODE ESSEN 80 SIZE 4MM MAKE - ADOR/EWAC/ESSEN | KG |  | 5 | 0
300 | MMSSKM | NS | 2025 | 9632 | ESSEN 100 WELDING ELECTRODE 4 MM MAKE - ADOR/EWAC/ESSEN | KG |  | 15 | 0
301 | MMSSKM | NS | 2025 | 9634 | ESSEN 39 LTI WELDING ELECTRODE 3.15 MM, MAKE - ADOR/EWAC/ESSEN | KG |  | 20 | 0
302 | MMSSKM | NS | 2025 | 9635 | ESSEN 312 R WELDING ELECTRODE 3.15 MM, MAKE - ADOR/EWAC/ESSEN | KG |  | 20 | 0
303 | MMSSKM | NS | 2025 | 9637 | ESSEN 99 WELDING ELECTRODE 3.15 MM, MAKE - ADOR/EWAC/ESSEN | KG |  | 20 | 0
304 | MMSSKM | NS | 2025 | 9639 | ESSEN B-26 WELDING ELECTRODE 3.15 MM, MAKE - ADOR/EWAC/ESSEN | KG |  | 20 | 0
305 | MMSSKM | NS | 2025 | 9642 | ESSEN CAST GH WELDING ELECTRODE 3.15 MM, MAKE - ADOR/EWAC/ESSEN | KG |  | 20 | 0
306 | MMSSKM | NS | 2025 | 9645 | ESSEN 75H WELDING ELECTRODE 3.15 MM, MAKE - ADOR/EWAC/ESSEN | KG |  | 20 | 0
307 | MMSSKM | NS | 2025 | 9647 | ESSEN 350 KB WELDING ELECTRODE 3.15 MM, MAKE - ADOR/EWAC/ESSEN | KG |  | 10 | 0
308 | MMSSKM | NS | 2025 | 9871 | WELDING ELECTRODE - SPECTRA CI 01 - 3.15 MM MAKE - ADOR/EWAC//ESSEN | KG |  | 10 | 0
309 | MMSSKM | NS | 2025 | 9873 | WELDING ELECTRODE - SPECTRA CI 01 - 4 MM MAKE - ADOR/EWAC//ESSEN | KG |  | 30 | 0
310 | MMSSKM | NS | 2025 | 9878 | WELDING ELECTRODE - 7018 (ZUPER FAB C 7018 ) - 3.15 MM MAKE - ADOR/EWAC/ESSEN | KG |  | 120 | 0
311 | MMSSKM | NS | 2025 | 9879 | WELDING ELECTRODE - CUG/CGS 680 (ALLOY CPBW 015) - 3.15 MM MAKE - ADOR/EWAC/ESSEN | KG |  | 16 | 0
312 | MMSSKM | NS | 2025 | 9882 | WELDING ELECTRODE SS309L (TERRA HT 96 SPL)SS TO M.S - 3.15 MM OR EQUIVALENT MAKE - ADOR/EWAC/ESSEN | KG |  | 46 | 0
313 | MMSSKM | NS | 2025 | 9883 | WELDING ELECTRODE SS309L,(TERRA HT 96 SPL) SS TO M.S - 4 MM MAKE - ADOR/EWAC/ESSEN | KG |  | 20 | 0
314 | MMSSKM | NS | 2025 | 9887 | GAS HOSE FOR GAS CUTTER USE - BLACK - INDUSTRIAL GAS CUTTING HEAVY DUTY MAKE - ADOR/EWAC/ESSEN | MTR |  | 150 | 0
315 | MMSSKM | NS | 2025 | 9890 | GAS HOSE FOR GAS CUTTER USE - RED - INDUSTRIAL GAS CUTTING HEAVY DUTY MAKE - ADOR/EWAC/ESSEN | MTR |  | 150 | 0
316 | MMSSKM | NS | 2025 | 9892 | WELDING GLOVES FOR WELDER USE MAKE - ADOR/EWAC/ESSEN | Pair |  | 88 | 0
317 | MMSSKM | NS | 2025 | 10188 | WELDING ELECTRODE - SPECTRA ST 80 - 3.15MM MAKE - ADOR/EWAC//ESSEN | KG |  | 145 | 0
318 | MMSSKM | NS | 2025 | 10189 | WELDING ELECTRODE - SPECTRA ST 80 - 4MM MAKE - ADOR/EWAC//ESSEN | KG |  | 150 | 0
319 | MMSSKM | NS | 2025 | 10567 | General Purpose Welding Electrode 6013 SIZE 4 MM MAKE - ADOR/EWAC//ESSEN | KG |  | 460 | 0
320 | MMSSKM | NS | 2025 | 290053 | WELDING ELECTRODE - LH 106 (ALLOY UNITRO U AW) - 3.15 MM MAKE - ADOR/EWAC/ESSEN | KG |  | 50 | 0
321 | MMSSKM | NS | 2025 | 300015 | L.P.G. REGULATOR - AS PER SAMPLE INDUSTRIAL USE MAKE - ADOR/EWAC/ESSEN | NO |  | 1 | 0
322 | MMSSKM | NS | 2025 | 300029 | GAS CUTTING TORCH - FOR INDUSTRIAL USE MAKE - ADOR/EWAC/ESSEN | NO |  | 4 | 0
323 | MMSSKM | NS | 2025 | 300031 | WELDING HOLDER - 600 AMP HEAVY DUTY MAKE - ADOR/EWAC/ESSEN | NO |  | 30 | 0
324 | MMSSKM | NS | 2025 | 300033 | COPPER WELDING CABLE 70 MM SQ, AS IS: 9857790 - 600 AMP HEAVY DUTY MAKE - ADOR/EWAC/ESSEN | MTR |  | 200 | 0
325 | MMSSKM | NS | 2025 | 300073 | Oxygen Regulater For Gas Cutter Use MAKE - ADOR/EWAC/ESSEN | NO |  | 1 | 0
326 | MMSSKM | NS | 2025 | 10569 | AMC SERVICING WELDING MACHINE WITH SERVICE ENGINEER MAKE - ADOR | NO |  | 3 | 0
327 | MMSSKM | NS | 2025 | 1415 | HIGH PRESSURE STEAM JOINT,FOR 100KG/CM2 STEAM PRESSURE SIZE - 1.5 MM THICK MAKE - CHAMPION/EXCEL/KLINGERSIL | KG |  | 100 | 0
328 | MMSSKM | NS | 2025 | 1416 | LOW.PRESSURE JOINT ,SIZE - 3 MM THICK, MAKE - CHAMPION/EXCEL/KLINGERSIL | KG |  | 1000 | 0
329 | MMSSKM | NS | 2025 | 1418 | LOW.PRESSURE JOINT ,SIZE - 1.587MM THICK,MAKE - CHAMPION/EXCEL/KLINGERSIL | KG |  | 200 | 0
330 | MMSSKM | NS | 2025 | 1423 | GREAPHIDE GLAND PACKING ( 12MM ) NON METALLIC MAKE - CHAMPION/EXCEL /KLINGERSIL | KG |  | 36 | 0
331 | MMSSKM | NS | 2025 | 1424 | GREAPHID GLAND PACKING 8MM, (NON METALIC) MAKE - CHAMPION/EXCEL/KLINGERSIL | KG |  | 25 | 0
332 | MMSSKM | NS | 2025 | 1425 | GREASE GRAPHITED GLAND PACKING ( NON MATELIC) - 18 MM MAKE - CHAMPION/EXCEL /KLINGERSIL | KG |  | 46 | 0
333 | MMSSKM | NS | 2025 | 1426 | GRAPHIDE GLAND PACKING 16MM (NON METALIC)MAKE - CHAMPION/EXCEL /KLINGERSIL | KG |  | 29 | 0
334 | MMSSKM | NS | 2025 | 1516 | GREASE GRAPHITED GLAND PACKING ( NON MATELIC) - 10 MM MAKE - CHAMPION/EXCEL /KLINGERSIL | KG |  | 6 | 0
335 | MMSSKM | NS | 2025 | 2263 | GREASE GRAPHITED GLAND PACKING ( NON MATELIC) - 6 MM MAKE - CHAMPION/EXCEL /KLINGERSIL | KG |  | 6 | 0
336 | MMSSKM | NS | 2025 | 2500 | GREASE GRAPHITED GLAND PACKING (MATELIC) EACH PACK 6 METER,SIZE - 8 MM MAKE - CHAMPION/EXCEL/KLINGERSIL | Roll |  | 5 | 0
337 | MMSSKM | NS | 2025 | 3374 | GREASE GRAPHITED GLAND PACKING ( NON MATELIC) - 14 MM MAKE - CHAMPION/EXCEL /KLINGERSIL | KG |  | 31 | 0
338 | MMSSKM | NS | 2025 | 3427 | GREASE GRAPHITED GLAND PACKING- 12 mm (METALIC) EACH PACK 3 METER LONG MAKE - CHAMPION/EXCEL/KLINGERSIL | Roll |  | 10 | 0
339 | MMSSKM | NS | 2025 | 4764 | TAFLON PACKING - 5 MM EACH COIL - 6 METER LONG MAKE - CHAMPION/EXCEL/KLINGERSIL | NO |  | 120 | 0
340 | MMSSKM | NS | 2025 | 5192 | LOW.PRESSURE JOINT,SIZE - 0.793 MM THICK MAKE - CHAMPION/EXCEL/KLINGERSIL | KG |  | 30 | 0
341 | MMSSKM | NS | 2025 | 5193 | LOW.PRESSURE JOINT ,SIZE - 0.396 MM THICK MAKE - CHAMPION/EXCEL/KLINGERSIL | KG |  | 40 | 0
342 | MMSSKM | NS | 2025 | 5194 | LOW.PRESSURE JOINT ,SIZE - 3/64INCH THICK,MAKE - CHAMPION/EXCEL/KLINGERSIL | KG |  | 39.5 | 0
343 | MMSSKM | NS | 2025 | 5195 | GREASE GRAPHITED GLAND PACKING 10MM ( METALIC) - EACH PACK 6 METER LONG MAKE - CHAMPION/EXCEL/KLINGERSIL | Roll |  | 10 | 0
344 | MMSSKM | NS | 2025 | 5196 | GREASE GRAPHITED GLAND PACKING ( MATELIC) - 16 MM MAKE - CHAMPION/EXCEL/KLINGERSIL | KG |  | 35 | 0
345 | MMSSKM | NS | 2025 | 5198 | GREASE GRAPHITED GLAND PACKING ( MATELIC) - 20 MM MAKE - CHAMPION/EXCEL/KLINGERSIL | KG |  | 40 | 0
346 | MMSSKM | NS | 2025 | 5722 | GREASE GRAPHITED GLAND PACKING (MATELIC) EACH PACK 6 METER , SIZE - 3 MM MAKE - CHAMPION/EXCEL/KLINGERSIL | Roll |  | 10 | 0
347 | MMSSKM | NS | 2025 | 5723 | GREASE GRAPHITED GLAND PACKING - 4MM (MATELIC) EACH PACK 6 METER LONG MAKE - CHAMPION/EXCEL/KLINGERSIL | Roll |  | 12 | 0
348 | MMSSKM | NS | 2025 | 5725 | GREASE GRAPHITED GLAND PACKING (MATELIC) EACH PACK 6 METER ,SIZE - 6 MM MAKE - CHAMPION/EXCEL/KLINGERSIL | Roll |  | 21 | 0
349 | MMSSKM | NS | 2025 | 6062 | ASBESTUS ROPE (WHITE) - 6 MM MAKE - CHAMPION/EXCEL/KLINGERSIL | KG |  | 74 | 0
350 | MMSSKM | NS | 2025 | 6063 | ASBESTUS ROPE (WHITE) - 3 MM MAKE - CHAMPION/EXCEL/KLINGERSIL | KG |  | 56 | 0
351 | MMSSKM | NS | 2025 | 6616 | ASBESTUS ROPE (WHITE) - 10 MM MAKE - CHAMPION/EXCEL/KLINGERSIL | KG |  | 85 | 0
352 | MMSSKM | NS | 2025 | 6617 | ASBESTUS ROPE (WHITE) - 12 MM MAKE - CHAMPION/EXCEL/KLINGERSIL | KG |  | 46 | 0
353 | MMSSKM | NS | 2025 | 8600 | GREASE GRAPHITED GLAND PACKING ( NON MATELIC) ,SIZE- 25 MM MAKE - CHAMPION/FERROLITW/EXCEL | KG |  | 35 | 0
354 | MMSSKM | NS | 2025 | 9857 | GREASE GRAPHITED GLAND PACKING(NON MATELIC)-20MM, MAKE - CHAMPION/EXCEL/KLINGERSIL | KG |  | 30 | 0
355 | MMSSKM | NS | 2025 | 9860 | HIGH PRESSURE STEAM JOINT, FOR 100KG/CM2 STEAM PRESSURE SIZE - 3 MM THICK , MAKE - CHAMPION/EXCEL/KLINGERSIL (ASPA SAMPLE ) | KG |  | 260 | 0
356 | MMSSKM | NS | 2025 | 9864 | HIGH PRESSURE STEAM JOINT,FOR 100KG/CM2 STEAM PRESSURE SIZE - 2 MM THICK , MAKE - CHAMPION/EXCEL/KLINGERSIL | KG |  | 50 | 0
357 | MMSSKM | NS | 2025 | 9865 | LOW.PRESSURE JOINT,SIZE - 2 MM THICK MAKE - CHAMPION/EXCEL/KLINGERSIL | KG |  | 600 | 0
358 | MMSSKM | NS | 2025 | 9866 | SPIRAL STEAM JOINT FOR BOILER VALVE SIZE - 1/2 INCH , SIZE- OD 37MM X ID 24.5MM X THICK 3.5MM MAKE - CHAMPION/EXCEL/KLINGERSIL | NO |  | 5 | 0
359 | MMSSKM | NS | 2025 | 9868 | SPIRAL STEAM JOINT FOR BOILER VALVE SIZE - 25 MM, STEAM SPIRAL JOINT - OD 45MM X ID32.5 X 2.5 MM MAKE - CHAMPION/EXCEL/KLINGERSIL | NO |  | 5 | 0
360 | MMSSKM | NS | 2025 | 9869 | SPIRAL STEAM JOINT FOR BOILER SIZE - 50 MM, OD 65MM X ID 52MM X THICK 2.5MM MAKE - CHAMPION/EXCEL/KLINGERSIL | NO |  | 2 | 0
361 | MMSSKM | NS | 2025 | 10098 | GLAND PACKING FOR FEED PUMP STYLE NO-2222, SIZE-12 MM, TYPE – HDA 80/13 MAKE – KSB/CHAMPION | pack |  | 10 | 0
362 | MMSSKM | NS | 2025 | 10568 | GREASE GRAPHITED GLAND PACKING 5 MM ( METALIC) - EACH PACK 6 METER LONG MAKE - CHAMPION/EXCEL/KLINGERSIL | Roll |  | 10 | 0
363 | MMSSKM | NS | 2025 | 1473 | S.S. COCK VALVE FOR JUICE SIZE - 1INCH WITH HANDLE MAKE - FLOWTECH INDUSTRIES /CALSENS/DRP/CESARE BONETTI | NO |  | 30 | 0
364 | MMSSKM | NS | 2025 | 1474 | S.S. COCK VALVE FOR JUICE HEATER SIZE - 2INCH WITH HANDLE MAKE - FLOWTECH INDUSTRIES/ CALSENS/DRP/CESARE BONETTI | NO |  | 2 | 0
365 | MMSSKM | NS | 2025 | 1912 | C.I. SLUICE VALVE WITH SS SEAT & S.S. SPINDLE SIZE-150 MM, HOLE TO HOLE PCD-241 MM, FLANGE TO FLANGE DIST. 280 MM, NO. OF HOLE-08, HOLE SIZE- 18 MM MAKE - FLOWTECH INDUSTRIES/CALSENS/DRP/CESARE BONETTI | NO |  | 5 | 0
366 | MMSSKM | NS | 2025 | 2090 | C.I. SLUICE VALVE WITH S.S. SEAT & S.S. SPINDLE ,SIZE 40 MM, HOLE TO HOLE PCD-100 MM, FLANGE TO FLANGE DISTANCE-140 MM, NO. OF HOLE -4 NOS. HOLE SIZE-16 MM MAKE - FLOWTECH INDUSTRIES/CALSENS/DRP/CESARE BONETTI | NO |  | 8 | 0
367 | MMSSKM | NS | 2025 | 2168 | C.I. SLUICE VALVE WITH S.S. SEAT SIZE-200 MM, HOLE PCD-340 MM, FLANGE TO FLANGE DIST. 294 MM, NO. OF HOLE-08, HOLE SIZE-20 MM MAKE - FLOWTECH INDUSTRIES/ CALSENS/DRP/ CESARE BONETTI | NO |  | 4 | 0
368 | MMSSKM | NS | 2025 | 3354 | S.S. COCK VALVE SCREW ENDED SIZE - 1/2INCH (15 MM), MAKE - FLOWTECH INDUSTRIES /CALSENS /DRP/CESARE BONETTI | NO |  | 15 | 0
369 | MMSSKM | NS | 2025 | 3435 | S.S. COCK VALVE SCREW ENDED SIZE - 20 MM, MAKE - FLOWTECH INDUSTRIES/CALSENS /DRP/CESARE BONETTI | NO |  | 5 | 0
370 | MMSSKM | NS | 2025 | 4772 | C.I. GLOBE VALVE WITH S.S. SEAT & S.S. SPINDLE SIZE-25 MM, HOLE TO HOLE PCD-142 MM, FLANGE TO FLANGE DISTANCE - 85 MM, NO. OF HOLE-4 NOS, HOLE SIZE-16 MM. MAKE - FLOWTECH INDUSTRIES/CALSENS/DRP/CESARE BONETTI | NO |  | 1 | 0
371 | MMSSKM | NS | 2025 | 5896 | C.I. SLUICE VALVE WITH S.S. SEAT & S.S. SPINDLE ,SIZE 100 MM , HOLE TO PCD-180 MM, FLANGE TO FLANGE DIST. -225 MM, NO. OF HOLE -08 NOS. HOLE SIZE- 16 MM MAKE - FLOWTECH INDUSTRIES/CALSENS/DRP/CESARE BONETTI | NO |  | 2 | 0
372 | MMSSKM | NS | 2025 | 6894 | C.I. BUTTERFLY VALVE SIZE- DN-300-10 C.I. BUTTERFLY VALVE WITH HANDLE SIZE-DN-50, WORKING PRESSURE -10 BAR, IBF LPC, LIQUID FERNICE- 70°C-80°C MAKE - FLOWTECH INDUSTRIES/CALSENS/DRP/CESARE BONETTI | NO |  | 2 | 0
373 | MMSSKM | NS | 2025 | 7713 | C.I. VERTICAL NRV WITH S.S. SEAT SIZE- 40 MM, FLANGE TO FLANGE DIST.-165 MM, HOLE TO HOLE PCD -110 MM, NO. OF HOLE-4 NOS. HOLE SIZE-16 MM MAKE - FLOWTECH INDUSTRIES/CALSENS/DRP/CESARE BONETTI | NO |  | 10 | 0
374 | MMSSKM | NS | 2025 | 8108 | CI VERTICAL NRV WITH S.S. SEAT SIZE-200 MM, HOLE PCD-340 MM, FLANGE TO FLANGE DIST. 294 MM, NO. OF HOLE-08, HOLE SIZE-20 MM MAKE - FLOWTECH INDUSTRIES/CALSENS/DRP/CESARE BONETTI | NO |  | 4 | 0
375 | MMSSKM | NS | 2025 | 9601 | FORGE STEEL IBR RISING SPINDLE SLUICE VALVE WITH BOTH SIDE FLANGE SIZE- 350 MM, HOLE PCD-460 MM, FLANGE TO FLANGE DISTANCE - 375 MM, NO. OF HOLE 12, HOLE SIZE-22 MM, TEMP- 300°C, WORKING PRESSURE - 10KG/CM2 MAKE - CALSENS/DRP/CESARE BONETTI | NO |  | 2 | 0
376 | MMSSKM | NS | 2025 | 9602 | FORGE STEEL IBR STEAM VALVE, TESTED AT - SIZE-1/2 INCH, 100 KG/CM2. FLANGED END, MAKE - CALSENS/DRP/CESARE BONETTI | NO |  | 30 | 0
377 | MMSSKM | NS | 2025 | 9603 | FORGE STEEL IBR STEAM NRV, TESTED AT - 100 KG/CM2. SIZE-1 INCH,FLANGED END, MAKE - CALSENS/DRP/CESARE BONETTI | NO |  | 24 | 0
378 | MMSSKM | NS | 2025 | 9604 | FORGE STEEL IBR STEAM VALVE, TESTED AT - SIZE-1INCH,100 KG/CM2. FLANGED END, MAKE - CALSENS/DRP/CESARE BONETTI | NO |  | 20 | 0
379 | MMSSKM | NS | 2025 | 9605 | FORGE STEEL IBR STEAM NRV, TESTED AT - 100 KG/CM2. SIZE-1/2 INCH,FLANGED END, MAKE - CALSENS/DRP/CESARE BONETTI | NO |  | 24 | 0
380 | MMSSKM | NS | 2025 | 9610 | FORGE STEEL GLOBE VALVE SIZE- 1INCH,CLASS- 800 KSB F22 FOR 100KG/CM2 PRESSURE OF BOILER BOTH SIDE WELDING END. FOR STEAM LINE MAKE - CALSENS/DRP/CESARE BONETTI | NO |  | 15 | 0
381 | MMSSKM | NS | 2025 | 9611 | FORGE STEEL GLOBE VALVE SIZE- 1/2INCH,CLASS- 1500 KSB F22 FOR 100KG/CM2 PRESSURE OF BOILER BOTH SIDE WELDING END. FOR STEAM LINE MAKE - CALSENS/DRP/CESARE BONETTI | NO |  | 25 | 0
382 | MMSSKM | NS | 2025 | 9612 | FORGE STEEL STEAM GLOBE VALVE SIZE- 1-1/2INCH,CLASS- 800 KSB F22 FOR 100KG/CM2 PRESSURE OF BOILER BOTH SIDE WELDING END. FOR STEAM LINE MAKE - CALSENS/DRP/CESARE BONETTI | NO |  | 5 | 0
383 | MMSSKM | NS | 2025 | 9613 | FORGE STEEL IBR STEAM NRV, TESTED AT - 100 KG/CM2. SIZE- 20 MM CLASS - 800 MAKE - CALSENS/DRP/CESARE BONETTI | NO |  | 12 | 0
384 | MMSSKM | NS | 2025 | 9614 | CI DIAPHRAM VALVE SIZE- 40MM MAKE - FLOWTECH INDUSTRIES/CALSENS/DRP/CESARE BONETTI | NO |  | 2 | 0
385 | MMSSKM | NS | 2025 | 9615 | CI DIAPHRAM VALVE SIZE- 80MM MAKE - FLOWTECH INDUSTRIES/CALSENS/DRP/CESARE BONETTI | NO |  | 2 | 0
386 | MMSSKM | NS | 2025 | 9616 | FORGE STEEL STEAM VALVE SIZE- 50MM,CLASS- 800 KSB F22 FOR 100KG/CM2 PRESSURE OF BOILER BOTH SIDE WELDING END. FOR STEAM LINE MAKE - CALSENS/DRP/CESARE BONETTI | NO |  | 2 | 0
387 | MMSSKM | NS | 2025 | 9617 | GATE VALVE SIZE- 250MM, MAKE - FLOWTECH INDUSTRIES/CALSENS/DRP/CESARE BONETTI | NO |  | 1 | 0
388 | MMSSKM | NS | 2025 | 9622 | C.I. VERTICAL NRV WITH S.S. SEAT SIZE- 50 MM,AS PER SAMPLE MAKE - FLOWTECH INDUSTRIES/CALSENS/DRP/CESARE BONETTI | NO |  | 3 | 0
389 | MMSSKM | NS | 2025 | 9623 | C.I. VERTICAL NRV WITH S.S. SEAT SIZE- 150 MM,AS PER SAMPLE MAKE - FLOWTECH INDUSTRIES/CALSENS/DRP/CESARE BONETTI | NO |  | 2 | 0
390 | MMSSKM | NS | 2025 | 9628 | STEAM VALVE CLASS - 800, WITHOUT FLANGE ,SIZE -3 INCH, MAKE - CALSENS/DRP/CESARE BONETTI | NO |  | 2 | 0
391 | MMSSKM | NS | 2025 | 9629 | STEAM GLOBE VALVE CLASS - 800, WITH END FLANGE-3 INCH, AS PER SAMPLE MAKE - CALSENS/DRP/CESARE BONETTI | NO |  | 4 | 0
392 | MMSSKM | NS | 2025 | 9630 | BUTTERFLY VALVE WITH COMPLETE SET (DUBLE ACTING PNUMETIC VALVE , SOLENOIDE VALVE, AC COIL, WITH ON/OFF INDICATION & LIMIT SWITCH ) VALVE SIZE 12” MAKE - FLOWTECH INDUSTRIES/CALSENS/DRP/CESARE BONETTI | NO |  | 3 | 0
393 | MMSSKM | NS | 2025 | 9636 | C.I. SLUICE VALVE WITH S.S. SEAT SIZE-250 MM, HOLE PCD-345 MM, FLANGE TO FLANGE DIST. 330 MM, NO. OF HOLE-08, HOLE SIZE-25 MM MAKE - FLOWTECH INDUSTRIES/CALSENS /DRP/ CESARE BONETTI | NO |  | 3 | 0
394 | MMSSKM | NS | 2025 | 9638 | C.I. SLUICE VALVE WITH S.S. SEAT SIZE-300 MM, HOLE PCD-410 MM, FLANGE TO FLANGE DIST. 360 MM, NO. OF HOLE-08, HOLE SIZE-25 MM MAKE - LOWTECH INDUSTRIES/CALSENS/DRP/CESARE BONETTI | NO |  | 2 | 0
395 | MMSSKM | NS | 2025 | 9640 | C.I. SLUICE VALVE WITH S.S. SEAT SIZE-350 MM, HOLE PCD-480 MM, FLANGE TO FLANGE DIST. 380 MM, NO. OF HOLE-12, HOLE SIZE-25 MM MAKE - FLOWTECH INDUSTRIES/CALSENS /DRP/ CESARE BONETTI | NO |  | 2 | 0
396 | MMSSKM | NS | 2025 | 9641 | C.I. VERTICAL NRV WITH S.S. SEAT SIZE- 65 MM, FLANGE TO FLANGE DIST.-165 MM, HOLE TO HOLE PCD -110 MM, NO. OF HOLE-4 NOS. HOLE SIZE-16 MM MAKE - FLOWTECH INDUSTRIES/ CALSENS/DRP/CESARE BONETTI | NO |  | 2 | 0
397 | MMSSKM | NS | 2025 | 9643 | C.I. BUTTERFLY VALVE WITH HANDLE SIZE-DN-65, WORKING PRESSURE -10 BAR, IBF LPC, LIQUID FURNACE- 70°C-80°C MAKE - FLOWTECH INDUSTRIES/CALSENS/DRP/CESARE BONETTI | NO |  | 2 | 0
398 | MMSSKM | NS | 2025 | 9644 | C.I. SLUICE VALVE WITH S.S. SEAT & S.S. SPINDLE ,SIZE 200 MM , HOLE TO PCD-180 MM, FLANGE TO FLANGE DIST. -225 MM, NO. OF HOLE -08 NOS. HOLE SIZE- 16 MM MAKE - FLOWTECH INDUSTRIES/CALSENS/DRP/CESARE BONETTI | NO |  | 3 | 0
399 | MMSSKM | NS | 2025 | 9646 | BUTTER FLY VALVE , SIZE- 2 INCH AS PER SAMPLE MAKE -FLOWTECH INDUSTRIES/CALSENS /DRP/ CESARE BONETTI | NO |  | 2 | 0
400 | MMSSKM | NS | 2025 | 9648 | BUTTERFLY VALVE COMPLETE SET (DUBLE ACTING PNUMETIC VALVE , SOLENOIDE VALVE, AC COIL, WITH ON/OFF INDICATION & LIMIT SWITCH ) VALVE SIZE 10” MAKE - FLOWTECH INDUSTRIES/CALSENS/DRP/CESARE BONETTI | NO |  | 3 | 0
401 | MMSSKM | NS | 2025 | 9694 | RIGHT ANGLE VALVE SIZE - 75 MM AS PER SAMPLE MAKE - FLOWTECH INDUSTRIES/CALSENS /DRP/ CESARE BONETTI | NO |  | 4 | 0
402 | MMSSKM | NS | 2025 | 9699 | SAFTEY VALVE SIZE - 15 MM MAKE -FLOWTECH INDUSTRIES/CALSENS/DRP/CESARE BONETTI | NO |  | 4 | 0
403 | MMSSKM | NS | 2025 | 9706 | SAFTEY VALVE FLANGE TYPE SIZE - 100 MM AS PER SAMPLE MAKE- FLOWTECH INDUSTRIES/ CALSENS /DRP/CESARE BONETTI | NO |  | 2 | 0
404 | MMSSKM | NS | 2025 | 9712 | G.M. WHEEL VALVE BOTH ENDED SIDE FLANGE - SIZE - 25 MM, 4 HOLE SIZE - 14MM, MAKE - FLOWTECH INDUSTRIES/CALSENS/DRP/CESARE BONETTI | NO |  | 5 | 0
405 | MMSSKM | NS | 2025 | 9725 | C.I. SLUICE VALVE WITH S.S. SEAT & S.S. SPINDLE ,SIZE 65 MM MAKE - FLOWTECH /INDUSTRIES/DRP/CALSENS | NO |  | 9 | 0
406 | MMSSKM | NS | 2025 | 9730 | BRASS SAFETY VALVE SIZE-20 MM, AS PER SAMPLE MAKE - FLOWTECH INDUSTRIES/CALSENS /DRP/CESARE BONETTI | NO |  | 1 | 0
407 | MMSSKM | NS | 2025 | 9735 | RIGHT ANGLE VALVE SIZE - 65 MM AS PER SAMPLE MAKE - FLOWTECH INDUSTRIES/CALSENS /DRP / CESARE BONETTI | NO |  | 4 | 0
408 | MMSSKM | NS | 2025 | 9769 | C.I. BUTTERFLY VALVE WITH HANDLE SIZE-DN-80, WORKING PRESSURE -10 BAR, IBF LPC, LIQUID FURNACE- 70°C-80°C MAKE - FLOWTECH INDUSTRIES/CALSENS/DRP/CESARE BONETTI | NO |  | 1 | 0
409 | MMSSKM | NS | 2025 | 9775 | C.I. NRV VERTICAL WITH S.S. SEAT SIZE- 80 MM MAKE - FLOWTECH INDUSTRIES/CALSENS /DRP/CESARE BONETTI | NO |  | 2 | 0
410 | MMSSKM | NS | 2025 | 9779 | C.I. BUTTERFLY VALVE WITH HANDLE SIZE-DN-50, WORKING PRESSURE -10 BAR, IBF LPC, LIQUID FERNICE- 70°C-80°C MAKE - FLOWTECH INDUSTRIES/CALSENS/DRP/CESARE BONETTI | NO |  | 1 | 0
411 | MMSSKM | NS | 2025 | 290131 | G.M. WHEEL VALVE SCREW ENDED SIZE - 15 MM MAKE - FLOWTECH INDUSTRIES/CALSENS /DRP/CESARE BONETTI | NO |  | 2 | 0
412 | MMSSKM | NS | 2025 | 290135 | C.I. SLUICE VALVE WITH S.S. SEAT & S.S. SPINDLE ,SIZE 50 MM, HOLE TO HOLE PCD-125 MM, FLANGE TO FLANGE DIST. -170 MM, NO. OF HOLE -4 NOS. HOLE SIZE- 16 MM MAKE - FLOWTECH INDUSTRIES/CALSENS/DRP/CESARE BONETTI | NO |  | 2 | 0
413 | MMSSKM | NS | 2025 | 290138 | C.I. SLUICE VALVE WITH SS SEAT & S.S. SPINDLE SIZE-125 MM, HOLE PCD-210 MM, FLANGE TO FLANGE DIST. 285 MM, NO. OF HOLE-08, HOLE SIZE- 18 MM MAKE - FLOWTECH INDUSTRIES/CALSENS/DRP/CESARE BONETTI | NO |  | 3 | 0
414 | MMSSKM | NS | 2025 | 1574 | EN-8 ROD SIZE-50 MMEN. 8 ROD - 50 MM WITH MANUFACTURING CERTIFICATE MAKE -ROYAL ENGINEERING WORKS/BALAJI CASTING/ROYAL ISPAT UDYOG | KG |  | 50 | 0
415 | MMSSKM | NS | 2025 | 2334 | GUN METAL ROD - 1 INCH X 12 INCH WITH MANUFACTURING CERTIFICATEMAKE -ROYAL ENGINEERING WORKS/BALAJI CASTING/ROYAL ISPAT UDYOG | NO |  | 6 | 0
416 | MMSSKM | NS | 2025 | 5732 | GUN METAL ROD - 1.5 INCH X 12 INCHWITH MANUFACTURING CERTIFICATE MAKE -ROYAL ENGINEERING WORKS/BALAJI CASTING/ROYAL ISPAT UDYOG | NO |  | 3 | 0
417 | MMSSKM | NS | 2025 | 5737 | GUN METAL HOLLOW DRUM 3 INCH X2 INCH X12 INCH WITH MANUFACTURING CERTIFICATE MAKE - ROYAL ENGINEERING WORKS/BALAJI CASTING/ROYAL ISPAT UDYOG | NO |  | 17 | 0
418 | MMSSKM | NS | 2025 | 5739 | GUN METAL HOLLOW DRUM 4 INCH X1 INCH X12 INCH WITH MANUFACTURING CERTIFICATE MAKE - ROYAL ENGINEERING WORKS/BALAJI CASTING/ROYAL ISPAT UDYOG | NO |  | 3 | 0
419 | MMSSKM | NS | 2025 | 5740 | GUN METAL HOLLOW DRUM - 4.5 INCH X 2 INCH X 12 INCH , WITH MANUFACTURING CERTIFICATEMAKE -ROYAL ENGINEERING WORKS/BALAJI CASTING/ROYAL ISPAT UDYOG | NO |  | 3 | 0
420 | MMSSKM | NS | 2025 | 5741 | GUN METAL HOLLOW DRUM - 5 INCH X 2 INCH X 12 INCH , WITH MANUFACTURING CERTIFICATE MAKE -ROYAL ENGINEERING WORKS/BALAJI CASTING/ROYAL ISPAT UDYOG | NO |  | 1 | 0
421 | MMSSKM | NS | 2025 | 6190 | EN-8 ROD SIZE-40MM EN. 8 ROD - 40 MM WITH MANUFACTURING CERTIFICATE MAKE -ROYAL ENGINEERING WORKS/BALAJI CASTING/ROYAL ISPAT UDYOG | KG |  | 35 | 0
422 | MMSSKM | NS | 2025 | 6191 | EN-8 ROD SIZE-65MM EN. 8 ROD - 65 MMWITH MANUFACTURING CERTIFICATE MAKE -ROYAL ENGINEERING WORKS/BALAJI CASTING/ROYAL ISPAT UDYOG | KG |  | 70 | 0
423 | MMSSKM | NS | 2025 | 10057 | GUN METAL ROD - 2 INCH X 12 INCH GUN METAL ROD - 2 INCH X 12 INCH , WITH MANUFACTURING CERTIFICATEMAKE -ROYAL ENGINEERING WORKS/BALAJI CASTING/ROYAL ISPAT UDYOG | NO |  | 1 | 0
424 | MMSSKM | NS | 2025 | 10059 | GUN METAL ROD - 3 INCH X 12 INCH GUN METAL ROD - 3 INCH X 12 INCH , WITH MANUFACTURING CERTIFICATEMAKE -ROYAL ENGINEERING WORKS/BALAJI CASTING/ROYAL ISPAT UDYOG | NO |  | 3 | 0
425 | MMSSKM | NS | 2025 | 10060 | GUN METAL ROD - 4 INCH X 12 INCH GUN METAL ROD - 4 INCH X 12 INCH , WITH MANUFACTURING CERTIFICATEMAKE -ROYAL ENGINEERING WORKS/BALAJI CASTING/ROYAL ISPAT UDYOG | NO |  | 2 | 0
426 | MMSSKM | NS | 2025 | 10063 | EN. 8 ROD - 30 MM EN. 8 ROD - 30 MM WITH MANUFACTURING CERTIFICATE MAKE -ROYAL ENGINEERING WORKS/BALAJI CASTING/ROYAL ISPAT UDYOG | KG |  | 40 | 0
427 | MMSSKM | NS | 2025 | 10065 | EN. 8 ROD - 80 MM EN. 8 ROD - 80 MM WITH MANUFACTURING CERTIFICATE MAKE -ROYAL ENGINEERING WORKS/BALAJI CASTING/ROYAL ISPAT UDYOG | KG |  | 70 | 0
428 | MMSSKM | NS | 2025 | 10067 | EN. 8 ROD - 100 MM EN. 8 ROD - 100 MMWITH MANUFACTURING CERTIFICATE MAKE -ROYAL ENGINEERING WORKS/BALAJI CASTING/ROYAL ISPAT UDYOG | KG |  | 100 | 0
429 | MMSSKM | NS | 2025 | 10068 | EN- 9 ROD 40 MM EN- 9 ROD - 40 MM WITH MANUFACTURING CERTIFICATE MAKE -ROYAL ENGINEERING WORKS/BALAJI CASTING/ROYAL ISPAT UDYOG | KG |  | 45 | 0
430 | MMSSKM | NS | 2025 | 10069 | EN- 9 ROD - 60 MMEN- 9 ROD - 60 MM WITH MANUFACTURING CERTIFICATE MAKE -ROYAL ENGINEERING WORKS/BALAJI CASTING/ROYAL ISPAT UDYOG | KG |  | 50 | 0
431 | MMSSKM | NS | 2025 | 10071 | EN- 9 ROD - 70 MM EN- 9 ROD - 70 MM WITH MANUFACTURING CERTIFICATE MAKE -ROYAL ENGINEERING WORKS/BALAJI CASTING/ROYAL ISPAT UDYOG | KG |  | 70 | 0
432 | MMSSKM | NS | 2025 | 10072 | EN- 9 ROD - 100 MM EN- 9 ROD - 100 MM WITH MANUFACTURING CERTIFICATE MAKE -ROYAL ENGINEERING WORKS/BALAJI CASTING/ROYAL ISPAT UDYOG | KG |  | 100 | 0
433 | MMSSKM | NS | 2025 | 10180 | GUN METAL HOLLOW DRUM - 3 INCH X 1 INCH X 12 INCH , WITH MANUFACTURING CERTIFICATE MAKE -ROYAL ENGINEERING WORKS/BALAJI CASTING/ROYAL ISPAT UDYOG | NO |  | 5 | 0
434 | MMSSKM | NS | 2025 | 10921 | GUN METAL HOLLOW DRUM - 3.5 INCH X 1 INCH X 12 INCH , WITH MANUFACTURING CERTIFICATE MAKE -ROYAL ENGINEERING WORKS/BALAJI CASTING/ROYAL ISPAT UDYOG | NO |  | 6 | 0
435 | MMSSKM | NS | 2025 | 10922 | GUN METAL HOLLOW DRUM - 2.5 INCH X 1 INCH X 12 INCH , WITH MANUFACTURING CERTIFICATE MAKE -ROYAL ENGINEERING WORKS/BALAJI CASTING/ROYAL ISPAT UDYOG | NO |  | 6 | 0
436 | MMSSKM | NS | 2025 | 290001 | EN-8 ROD SIZE-20MM EN. 8 ROD - 20 MM WITH MANUFACTURING CERTIFICATE MAKE -ROYAL ENGINEERING WORKS/BALAJI CASTING/ROYAL ISPAT UDYOG | KG |  | 50 | 0
437 | MMSSKM | NS | 2025 | 1960 | RUBBER V BELT B-96 MAKE - FENNER/SKF/GATES | NO |  | 2 | 0
438 | MMSSKM | NS | 2025 | 1961 | RUBBER V BELT B-110 MAKE FENNER/SKF/GATES | NO |  | 2 | 0
439 | MMSSKM | NS | 2025 | 1963 | RUBBER V BELT B - 68 MAKE FENNER/SKF/GATES | NO |  | 9 | 0
440 | MMSSKM | NS | 2025 | 1965 | RUBBER V BELT B - 75 MAKE FENNER/SKF/GATES | NO |  | 14 | 0
441 | MMSSKM | NS | 2025 | 1966 | RUBBER V BELT B-52MAKE FENNER/SKF/GATES | NO |  | 7 | 0
442 | MMSSKM | NS | 2025 | 1968 | RUBBER V BELT B - 56MAKE FENNER/SKF/GATES | NO |  | 7 | 0
443 | MMSSKM | NS | 2025 | 1970 | RUBBER V BELT B-41 MAKE FENNER/SKF/GATES | NO |  | 11 | 0
444 | MMSSKM | NS | 2025 | 1974 | RUBBER V BELT B-60 MAKE FENNER/SKF/GATES | NO |  | 24 | 0
445 | MMSSKM | NS | 2025 | 1977 | RUBBER V BELT B-37MAKE FENNER/SKF/GATES | NO |  | 8 | 0
446 | MMSSKM | NS | 2025 | 3589 | RUBBER V - BELT C-94 MAKE - FENNER/SKF/GATES | NO |  | 4 | 0
447 | MMSSKM | NS | 2025 | 3591 | RUBBER V - BELT C-91 MAKE - FENNER/SKF/GATES | NO |  | 1 | 0
448 | MMSSKM | NS | 2025 | 3592 | RUBBER V- BELT C - 109 MAKE - FENNER/SKF/GATES | NO |  | 2 | 0
449 | MMSSKM | NS | 2025 | 6136 | RUBBER V-Belt SPC-2240 MAKE - FENNER/SKF/GATES | NO |  | 2 | 0
450 | MMSSKM | NS | 2025 | 6423 | RUBBER V BELT SPB-2120 MAKE - FENNER/SKF/GATES | NO |  | 2 | 0
451 | MMSSKM | NS | 2025 | 6424 | RUBBER V-BELT, C-68 MAKE FENNER/SKF/GATES | NO |  | 2 | 0
452 | MMSSKM | NS | 2025 | 6662 | RUBBER TYRE FOR TYRE COUPLING PH-276 MAKE - FENNER/SKF/GATES | NO |  | 5 | 0
453 | MMSSKM | NS | 2025 | 6665 | RUBBER TYRE FOR TYRE COUPLING F-50 (PH-50)MAKE - FENNER/SKF/CONTINENTAL | NO |  | 2 | 0
454 | MMSSKM | NS | 2025 | 6666 | RUBBER TYRE FOR TYRE COUPLING PX-80 MAKE - FENNER/SKF/CONTINENTAL | NO |  | 3 | 0
455 | MMSSKM | NS | 2025 | 7234 | RUBBER TYRE COUPLING T-9 (F-90)MAKE - FENNER/SKF/CONTINENTAL | NO |  | 2 | 0
456 | MMSSKM | NS | 2025 | 7235 | RUBBER TYRE COUPLING T-8 (F-80) MAKE - FENNER/SKF/CONTINENTAL | NO |  | 5 | 0
457 | MMSSKM | NS | 2025 | 7236 | RUBBER TYRE COUPLING T-11 (F-110) MAKE - FENNER/SKF/CONTINENTAL | NO |  | 8 | 0
458 | MMSSKM | NS | 2025 | 8202 | RUBBER TYRE TC/T/C/-010 MAKE - FENNER/SKF/CONTINENTAL | NO |  | 3 | 0
459 | MMSSKM | NS | 2025 | 8269 | RUBBER TYRE FTC/TC/Q-013 MAKE - FENNER/SKF/CONTINENTAL | NO |  | 7 | 0
460 | MMSSKM | NS | 2025 | 8557 | RUBBER V BELT C-86 MAKE FENNER/SKF/GATES | NO |  | 3 | 0
461 | MMSSKM | NS | 2025 | 9985 | RUBBER TYRE FOR TYRE COUPLING- GN-1908 MAKE - FENNER/SKF/CONTINENTAL | NO |  | 3 | 0
462 | MMSSKM | NS | 2025 | 10001 | RUBBER TYRE FOR TYRE COUPLING- PX-50 MAKE - FENNER/SKF/CONTINENTAL | NO |  | 1 | 0
463 | MMSSKM | NS | 2025 | 10002 | RUBBER TYRE FOR TYRE COUPLING- FLUX T - 10 MAKE - FENNER/ SKF/CONTINENTAL | NO |  | 1 | 0
464 | MMSSKM | NS | 2025 | 10003 | RUBBER TYRE FOR TYRE COUPLING- TC/P/014/2514. PXU-26 MAKE - FENNER/SKF/CONTINENTAL | NO |  | 10 | 0
465 | MMSSKM | NS | 2025 | 10004 | RUBBER TYRE FOR TYRE COUPLING- FTC/Q/014 MAKE - FENNER/SKF/CONTINENTAL | NO |  | 1 | 0
466 | MMSSKM | NS | 2025 | 10006 | RUBBER TYRE FOR TYRE COUPLING- F-70 MAKE - FENNER/SKF/CONTINENTAL | NO |  | 5 | 0
467 | MMSSKM | NS | 2025 | 10012 | RUBBER STAR FOR LOVE JOY COUPLING L-150 MAKE - FENNER/ LOVJOY/SKF | NO |  | 5 | 0
468 | MMSSKM | NS | 2025 | 10015 | C.I. COUPLING, OD 290 MM , BOSH ID 177 MM, BOSH LENGTH 85 MM, COUPLING OD WIDTH- 50 MM, NO. OF HOLE-12 NOS. (AS PER SAMPLE) MAKE - FENNER/SKF/CONTINENTAL | Set |  | 1 | 0
469 | MMSSKM | NS | 2025 | 10020 | C.I. COUPLING, OD - 355 MM, BOSH OD 210 MM, BOSH LENGTH 75 MM, COUPLING OD WIDTH - 65 MM, NO OF HOLE- 12 NOS (AS PER SAMPLE) MAKE - FENNER/SKF/CONTINENTAL | Set |  | 1 | 0
470 | MMSSKM | NS | 2025 | 10021 | C.I. COUPLING, OD - 320 MM, BOSH OD 180 MM, BOSH LENGTH 75 MM, COUPLING OD WIDTH - 65 MM, NO OF HOLE- 12 NOS (AS PER SAMPLE) MAKE - FENNER/SKF/CONTINENTAL | Set |  | 1 | 0
471 | MMSSKM | NS | 2025 | 10024 | TYRE COUPLING T-8 MAKE - FENNER/ SKF/CONTINENTAL | Set |  | 5 | 0
472 | MMSSKM | NS | 2025 | 10025 | TYRE COUPLING T-11 MAKE - FENNER/ SKF/CONTINENTAL | Set |  | 5 | 0
473 | MMSSKM | NS | 2025 | 10027 | TYRE COUPLING T-10 MAKE - FENNER/ SKF/CONTINENTAL | Set |  | 5 | 0
474 | MMSSKM | NS | 2025 | 10028 | LOVE JOY COUPLING L-110 MAKE - FENNER/ SKF/CONTINENTAL | Set |  | 5 | 0
475 | MMSSKM | NS | 2025 | 10029 | LOVE JOY COUPLING RRL 110/100 MAKE - FENNER/ SKF/CONTINENTAL | Set |  | 2 | 0
476 | MMSSKM | NS | 2025 | 10030 | S.A. FAN FULL GEARED COUPLING FGC-4 MAKE - FENNER/ SKF/CONTINENTAL | Set |  | 2 | 0
477 | MMSSKM | NS | 2025 | 10032 | F.D. FAN FULL GEARED COUPLING FGC-5 MAKE - FENNER/ SKF/CONTINENTAL | Set |  | 1 | 0
478 | MMSSKM | NS | 2025 | 10033 | I.D. FAN FULL GEARED COUPLING FGC-6 MAKE - FENNER/ SKF/CONTINENTAL | Set |  | 2 | 0
479 | MMSSKM | NS | 2025 | 10036 | CANE UNLOADER LOAD AND UNLOAD GEAR COUPLING LFG- 104 MAKE - SKF/CONTINENTAL/FENNER | Set |  | 3 | 0
480 | MMSSKM | NS | 2025 | 400098 | RUBBER V BELT C-136 MAKE - FENNER/SKF/GATES | NO |  | 5 | 0
481 | MMSSKM | NS | 2025 | 400099 | RUBER V BELT A-59 MAKE FENNER/SKF/GATES | NO |  | 15 | 0
482 | MMSSKM | NS | 2025 | 400103 | RUBBER V BELT A-66 MAKE FENNER/SKF/GATES | NO |  | 3 | 0
483 | MMSSKM | NS | 2025 | 400111 | Rubber V Belt C- 95 MAKE FENNER/SKF/GATES | NO |  | 6 | 0
484 | MMSSKM | NS | 2025 | 1877 | M.S. PIPE C CLASS SIZE- 3/4INCH, THICKNESS OF PIPE- 3.2MM MATERIAL COMPOSITION & TEST REPORT REQUIRED. , MAKE - TATA/JINDAL/SAIL | MTR |  | 120 | 0
485 | MMSSKM | NS | 2025 | 1894 | M.S. PLATE - 10 MM COMPOSITION & TEST REPORT REQUIRED. , MAKE - TATA/JINDAL/SAIL | M.T. |  | 2 | 0
486 | MMSSKM | NS | 2025 | 1895 | M.S. PLATE - 25 MM COMPOSITION & TEST REPORT REQUIRED. , MAKE - TATA/JINDAL/SAIL | M.T. |  | 1 | 0
487 | MMSSKM | NS | 2025 | 2206 | M.S. ANGLE - 65 MM X 65 MM X 6 MM COMPOSITION & TEST REPORT REQUIRED. , MAKE - TATA/ JINDAL/SAIL | M.T. |  | 3 | 0
488 | MMSSKM | NS | 2025 | 4355 | M.S. PLATE - 3 MM COMPOSITION & TEST REPORT REQUIRED. , MAKE - TATA/JINDAL/SAIL | M.T. |  | 1.5 | 0
489 | MMSSKM | NS | 2025 | 4358 | M.S. ANGLE - 25 MM X 25 MM X 4 MM COMPOSITION & TEST REPORT REQUIRED. , MAKE - TATA /JINDAL/SAIL | M.T. |  | 0.5 | 0
490 | MMSSKM | NS | 2025 | 5617 | M.S. PIPE C CLASS SIZE-8INCH, THICKNESS OF PIPE- 8 MM. MATERIAL COMPOSITION & TEST REPORT REQUIRED. , MAKE - TATA/JINDAL/SAIL | MTR |  | 4 | 0
491 | MMSSKM | NS | 2025 | 5618 | M.S. PIPE C CLASS SIZE-10INCH, THICKNESS OF PIPE- 8 MM. MATERIAL COMPOSITION & TEST REPORT REQUIRED. , MAKE - TATA/JINDAL/SAIL | MTR |  | 16 | 0
492 | MMSSKM | NS | 2025 | 5619 | M.S. PIPE C CLASS SIZE-12INCH, THICKNESS OF PIPE- 8 MM MATERIAL COMPOSITION & TEST REPORT REQUIRED. MAKE - TATA/JINDAL/SAIL | MTR |  | 14 | 0
493 | MMSSKM | NS | 2025 | 5620 | M.S. PIPE C CLASS SIZE-1.5INCH, THICKNESS OF PIPE- 4 MM MATERIAL COMPOSITION & TEST REPORT REQUIRED. , MAKE - TATA/JINDAL/SAIL | MTR |  | 59 | 0
494 | MMSSKM | NS | 2025 | 5757 | M.S. PLATE - 12 MM COMPOSITION & TEST REPORT REQUIRED. , MAKE - TATA/JINDAL/SAIL | M.T. |  | 2 | 0
495 | MMSSKM | NS | 2025 | 5759 | M.S. PLATE - 16 MM COMPOSITION & TEST REPORT REQUIRED. , MAKE - TATA/JINDAL/SAIL | M.T. |  | 2 | 0
496 | MMSSKM | NS | 2025 | 5761 | M.S. ANGLE - 50 MM X 50 MM X 6 MM COMPOSITION & TEST REPORT REQUIRED. , MAKE - TATA/JINDAL/SAIL | M.T. |  | 3 | 0
497 | MMSSKM | NS | 2025 | 5762 | M.S. ANGLE - 80 MM X 80 MM X 8 MM COMPOSITION & TEST REPORT REQUIRED. , MAKE - TATA/ JINDAL/SAIL | M.T. |  | 1 | 0
498 | MMSSKM | NS | 2025 | 5763 | M.S. ANGLE - 90 MM X 90 MM X 8 MM COMPOSITION & TEST REPORT REQUIRED. , MAKE - TATA /JINDAL/SAIL | M.T. |  | 1 | 0
499 | MMSSKM | NS | 2025 | 9652 | M.S. PIPE- SIZE -2.5 INCH THICKNESS OF PIPE 3 MM, X 6 MTR LENGTH, MATERIAL COMPOSITION & TEST REPORT REQUIRED. , MAKE - TATA/JINDAL/SAIL | MTR |  | 48 | 0
500 | MMSSKM | NS | 2025 | 9665 | M.S. PLATE - 32 MM COMPOSITION & TEST REPORT REQUIRED. , MAKE - TATA/JINDAL/SAIL | M.T. |  | 0.5 | 0
501 | MMSSKM | NS | 2025 | 9689 | M.S. CHANNEL 150 MM X 75 MM COMPOSITION & TEST REPORT REQUIRED. , MAKE - TATA/JINDAL /SAIL | M.T. |  | 1 | 0
502 | MMSSKM | NS | 2025 | 9690 | M.S. CHANNEL 200 MM X 75 MM COMPOSITION & TEST REPORT REQUIRED. , MAKE - TATA/JINDAL /SAIL | M.T. |  | 1.5 | 0
503 | MMSSKM | NS | 2025 | 9693 | M.S. CHANNEL 100 MM X 50 MM COMPOSITION & TEST REPORT REQUIRED. , MAKE - TATA/JINDAL /SAIL | M.T. |  | 1 | 0
504 | MMSSKM | NS | 2025 | 290034 | M.S. PIPE C CLASS SIZE-5INCH, THICKNESS OF PIPE- 5.4 MM MATERIAL COMPOSITION & TEST REPORT REQUIRED. , MAKE - TATA/JINDAL/SAIL | MTR |  | 91 | 0
505 | MMSSKM | NS | 2025 | 290035 | M.S. PIPE C CLASS SIZE- 1/2INCH, THICKNESS OF PIPE- 3.2MM MATERIAL COMPOSITION & TEST REPORT REQUIRED. , MAKE - TATA/JINDAL/SAIL | MTR |  | 116 | 0
506 | MMSSKM | NS | 2025 | 290036 | M.S. PIPE C CLASS SIZE-1INCH, THICKNESS OF PIPE- 4 MM MATERIAL COMPOSITION & TEST REPORT REQUIRED. MAKE - TATA/JINDAL/SAIL | MTR |  | 92 | 0
507 | MMSSKM | NS | 2025 | 290037 | M.S. PIPE C CLASS SIZE-2INCH, THICKNESS OF PIPE- 4.5 MM MATERIAL COMPOSITION & TEST REPORT REQUIRED. , MAKE - TATA/JINDAL/SAIL | MTR |  | 119 | 0
508 | MMSSKM | NS | 2025 | 290038 | M.S. PIPE C CLASS SIZE-4INCH, THICKNESS OF PIPE- 5.4 MM MATERIAL COMPOSITION & TEST REPORT REQUIRED. MAKE - TATA/JINDAL/SAIL | MTR |  | 143 | 0
509 | MMSSKM | NS | 2025 | 290039 | M.S. PIPE C CLASS SIZE-6INCH, THICKNESS OF PIPE- 5.4 MM MATERIAL COMPOSITION & TEST REPORT REQUIRED. , MAKE - TATA/JINDAL/SAIL | MTR |  | 177 | 0
510 | MMSSKM | NS | 2025 | 290041 | M.S. PIPE C CLASS SIZE-3INCH, THICKNESS OF PIPE- 4.8 MM MATERIAL COMPOSITION & TEST REPORT REQUIRED. , MAKE - TATA/JINDAL/SAIL | MTR |  | 96 | 0
511 | MMSSKM | NS | 2025 | 290042 | M.S. PLATE - 8 MM COMPOSITION & TEST REPORT REQUIRED. , MAKE - TATA/JINDAL/SAIL | M.T. |  | 3 | 0
512 | MMSSKM | NS | 2025 | 290043 | M.S. PLATE - 6 MM COMPOSITION & TEST REPORT REQUIRED. , MAKE - TATA/JINDAL/SAIL | M.T. |  | 3 | 0
513 | MMSSKM | NS | 2025 | 290068 | M.S. ANGLE - 40 MM X 40 MM X 5 MM COMPOSITION & TEST REPORT REQUIRED. , MAKE - TATA/JINDAL/SAIL | M.T. |  | 3 | 0
514 | MMSSKM | NS | 2025 | 2722 | S.B. RUBBER SEAT FOR VAPOUR VALVE SUITABLE TEMP. 3000C, SIZE- OD- 970 MM, ID-755 MM, THICK- 30 MM ( ALL SIDE THICKNESS SAME/PROPERLY) MAKE - VARDHMAN HOSS PVT LTD/ GAURAV ENGINEERING & RUBBER WORKS/SWASTIK RUBBER INDUSTRIES | NO |  | 5 | 0
515 | MMSSKM | NS | 2025 | 5077 | S.B. RUBBERBOCKET FOR BUTTER FLY VALVE SUITABLE TEMP. 3000C, SIZE- OD- 72 MM, ID-52 MM, THICK- 10 MM ( ALL SIDE THICKNESS SAME/PROPERLY) MAKE - VARDHMAN HOSS PVT LTD/ GAURAV ENGINEERING & RUBBER WORKS/SWASTIK RUBBER INDUSTRIES | NO |  | 5 | 0
516 | MMSSKM | NS | 2025 | 8647 | N.R. RUBBER STRIP SCREEN FITTING, SIZE- 14 MM X 20 MM MAKE - PETCO/ GAURAV/SWASTIK | MTR |  | 60 | 0
517 | MMSSKM | NS | 2025 | 8648 | N.R. RUBBER STRIP SCREEN FITTING, SIZE- 15 MM X 20 MM MAKE - PETCO/ GAURAV/SWASTIK | MTR |  | 40 | 0
518 | MMSSKM | NS | 2025 | 9894 | RUBBER CORD SIZE- 3 MM MAKE - PETCO/GAURAV ENGINEERING & RUBBER WORKS/SWASTIK RUBBER INDUSTRIES | MTR |  | 36 | 0
519 | MMSSKM | NS | 2025 | 9898 | RUBBER CORD SIZE- 4 MM MAKE - PETCO/ GAURAV ENGINEERING & RUBBER WORKS/SWASTIK RUBBER INDUSTRIES | MTR |  | 18 | 0
520 | MMSSKM | NS | 2025 | 9899 | RUBBER CORD SIZE- 5 MM MAKE - PETCO/ GAURAV ENGINEERING & RUBBER WORKS/SWASTIK RUBBER INDUSTRIES | MTR |  | 15 | 0
521 | MMSSKM | NS | 2025 | 9900 | RUBBER CORD SIZE- 6 MM MAKE - PETCO/ GAURAV ENGINEERING & RUBBER WORKS/SWASTIK RUBBER INDUSTRIES | MTR |  | 12 | 0
522 | MMSSKM | NS | 2025 | 9901 | OIL RESTING NEOPRON RUBBER FLAT RING FOR MILL HYDRAULIC RAM ENDLESS - SIZE- ID-318 MM, OD-329 MM, THICK- 3MM,WIDTH- 5.0MM (AS PER SAMPLE) MAKE - PETCO/ GAURAV ENGINEERING & RUBBER WORKS/SWASTIK RUBBER INDUSTRIES | NO |  | 100 | 0
523 | MMSSKM | NS | 2025 | 9902 | OIL RESTING NEOPRON RUBBER O RING FOR MILL HYDRAULIC RAM MAX. HYDRAULIC PRESSURE -350 KG/CM2 TEMP.- 200C, SIZE- ID-318 MM, OD-332 MM, THICK- 7MM ENDLESS O RING AS PER SAMPLE MAKE - PETCO/ GAURAV ENGINEERING & RUBBER WORKS/SWASTIK RUBBER INDUSTRIES | NO |  | 60 | 0
524 | MMSSKM | NS | 2025 | 9903 | PAN MANHOLE RUBBER STRIP SUITABLE TEMP. AT 250C, SIZE- 12 MM X 18 MM MAKE - PETCO/ GAURAV ENGINEERING & RUBBER WORKS/SWASTIK RUBBER INDUSTRIES | MTR |  | 30 | 0
525 | MMSSKM | NS | 2025 | 9907 | WIRE BRAIDED RUBBER HOSE PIPE WITH BOTH END FERULE FEMALE CONNECTED WITH WORKING PRESSURE 20 KG/CM2 SIZE - SIZE- 1/2 INCH X 1 METER (BSP THREAD) MAKE - PETCO/ GAURAV/SWASTIK | NO |  | 1 | 0
526 | MMSSKM | NS | 2025 | 9909 | ELECTRIC INSULATING RUBBER MAT ,ANTI SKID,SHOCK PROOF (CHEQUERED) FOR 11 KV,SIZE - 1 X 2 MTR,THICK - 8 MM, MAKE - GAURAV ENGG/MITTAL RUBBER PVT LTD/JAY SHREE ENTERPRISES | NO |  | 30 | 0
527 | MMSSKM | NS | 2025 | 9916 | S.B. RUBBER SEAT FOR SPRAY PUMP DELIVERY VALVE SUITABLE TEMP AT 2500C, SIZE- OD- 500MM,ID-377MM, THICK-20 MM. ( ALL SIDE THICKNESS SAME/PROPERLY) MAKE - VARDHMAN HOSS PVT LTD/ GAURAV ENGINEERING & RUBBER WORKS/SWASTIK RUBBER INDUSTRIES | NO |  | 5 | 0
528 | MMSSKM | NS | 2025 | 9918 | S.B. RUBBER SEAT FOR EXHAUST VALVE SUITABLE TEMP. 300°C, SIZE-OD-395 MM, ID-195 MM, THICK-25 MM ( ALL SIDE THICKNESS SAME/PROPERLY) MAKE - VARDHMAN HOSS PVT LTD/ GAURAV ENGINEERING & RUBBER | NO |  | 19 | 0
529 | MMSSKM | NS | 2025 | 9919 | S.B. RUBBER SEAT FOR VAPOUR VALVE SUITABLE TEMP. 250°C, SIZE- OD- 485 MM, ID-295 MM, THICK- 25 MM ( ALL SIDE THICKNESS SAME/PROPERLY) MAKE - VARDHMAN HOSS PVT LTD/ GAURAV ENGINEERING & RUBBER WORKS/SWASTIK RUBBER INDUSTRIES | NO |  | 20 | 0
530 | MMSSKM | NS | 2025 | 9923 | N.R. SEAT FOR DOUBLE BEAT VALVE SUITABLE TEMP. 200°C, SIZE-OD-235MM, ID-50 MM, THICK.-20 MM ( ALL SIDE THICKNESS SAME/PROPERLY) MAKE - VARDHMAN HOSS PVT LTD/GAURAV ENGINEERING & RUBBER WORKS/SWASTIK RUBBER INDUSTRIES | NO |  | 80 | 0
531 | MMSSKM | NS | 2025 | 9924 | N.R. SEAT FOR AMMONIA GLOBE VALVE TEMP. AT 2000C, SIZE-OD-80 MM, ID-20MM, THICK.-12 MM ( ALL SIDE THICKNESS SAME/PROPERLY) MAKE - VARDHMAN HOSS PVT LTD/ GAURAV ENGINEERING & RUBBER WORKS/SWASTIK RUBBER INDUSTRIES | NO |  | 20 | 0
532 | MMSSKM | NS | 2025 | 9928 | N.R. RUBBER SEAT FOR TELESCOPIC VALVE SUITABLE TEMP. 2000C, SIZE - OD-178 MM ,ID-145 MM, THICK- 22 MM ( ALL SIDE THICKNESS SAME/PROPERLY) MAKE - VARDHMAN HOSS PVT LTD/ GAURAV ENGINEERING & RUBBER WORKS/SWASTIK RUBBER INDUSTRIES | NO |  | 1 | 0
533 | MMSSKM | NS | 2025 | 9929 | DIAPHRAM VALVE - 6 INCH AS PER SAMPLE MAKE - VARDHMAN HOSS PVT LTD/ GAURAV ENGINEERING & RUBBER WORKS/SWASTIK RUBBER INDUSTRIES | NO |  | 4 | 0
534 | MMSSKM | NS | 2025 | 9944 | S.B. RUBBER SEAT FOR VAPOUR VALVE SUITABLE TEMP. 3000C, SIZE- OD- 600 MM, ID-295 MM, THICK- 25 MM ( ALL SIDE THICKNESS SAME/PROPERLY) MAKE - VARDHMAN HOSS PVT LTD/ GAURAV ENGINEERING & RUBBER WORKS/SWASTIK RUBBER INDUSTRIES | NO |  | 3 | 0
535 | MMSSKM | NS | 2025 | 9945 | S.B. RUBBER SEAT FOR VAPOUR VALVE SUITABLE TEMP. 300C, SIZE- OD- 600 MM, ID-295 MM, THICK- 25 MM ( ALL SIDE THICKNESS SAME/PROPERLY) MAKE - VARDHMAN HOSS PVT LTD/ GAURAV ENGINEERING & RUBBER WORKS/SWASTIK RUBBER INDUSTRIES | NO |  | 2 | 0
536 | MMSSKM | NS | 2025 | 9946 | BUTTER FLY VALVE RUBBER BUCKET, SIZE- OD- 65 MM, ID-40 MM, THICK- 16 MM. AS PER SAMPLE MAKE - VARDHMAN HOSS PVT LTD/ GAURAV ENGINEERING & RUBBER WORKS/SWASTIK RUBBER INDUSTRIES | NO |  | 4 | 0
537 | MMSSKM | NS | 2025 | 9949 | GLASS CHANAL RUBBER - 216X182X3 MM AS PER SAMPLE MAKE - VARDHMAN HOSS PVT LTD/ GAURAV ENGINEERING & RUBBER WORKS/SWASTIK RUBBER INDUSTRIES | NO |  | 24 | 0
538 | MMSSKM | NS | 2025 | 9953 | N.R. RUBBER SEAT FOR AMMONIA GLOBE VALVE SUITABLE TEMP. 1800C, SIZE- OD- 100 MM, ID-15 MM, THICK- 20 MM MAKE - VARDHMAN HOSS PVT LTD/ GAURAV ENGINEERING & RUBBER WORKS/SWASTIK RUBBER INDUSTRIES | NO |  | 20 | 0
539 | MMSSKM | NS | 2025 | 9966 | DIAPHARAM WITH RUBBER FOR CONTROL VALVE SPECIFICATION APP NO AO800240 SERIES 541-L2BODY MATERIAL A216WCB,CHARATERCTICS LINEAR ACTUATOR U111-30V SUPPLY PRESS 4BAR,CONTROL RANGE 1.2 TO 2.0 BAR OA NO.1491400379,DN 80, ANSI-600 TYPE SS KV VALVE OPEN SEAT 48 MAKE - VARDHMAN HOSS PVT LTD/ GAURAV ENGINEERING & RUBBER WORKS/SWASTIK RUBBER INDUSTRIES | NO |  | 2 | 0
540 | MMSSKM | NS | 2025 | 9987 | N.R. SEAT FOR PAN AMMONIA VALVE SUITABLE TEMP 1800C, SIZE- OD- 75MM,ID-10MM, THICK-12 MM MAKE - PETCO/ GAURAV ENGINEERING & RUBBER WORKS/SWASTIK RUBBER INDUSTRIES | NO |  | 24 | 0
541 | MMSSKM | NS | 2025 | 9989 | N.R. RUBBER SEAT FOR AMMONIA GLOBE VALVE SUITABLE TEMP. 180C, SIZE- OD- 90MM, ID-12 MM, THICK- 24 MM ( ALL SIDE THICKNESSSAME/PROPERLY) MAKE - PETCO/ GAURAV ENGINEERING & RUBBER WORKS/SWASTIK RUBBER INDUSTRIES | NO |  | 7 | 0
542 | MMSSKM | NS | 2025 | 9991 | N.R. STRIP FOR J.H. COVER TEMP. AT 3000C, SIZE- WIDTH-12MM, THICK-16 MM MAKE - VARDHMAN HOSS PVT LTD/ GAURAV ENGINEERING & RUBBER WORKS/SWASTIK RUBBER INDUSTRIES | MTR |  | 120 | 0
543 | MMSSKM | NS | 2025 | 9992 | N.R. STRIP FOR J.H. COVER TEMP. AT 3000C, SIZE- WIDTH-14MM, THICK-18 MM MAKE - PETCO/ GAURAV ENGINEERING & RUBBER WORKS/SWASTIK RUBBER INDUSTRIES | MTR |  | 175 | 0
544 | MMSSKM | NS | 2025 | 9994 | FOOD CONVEYOR BELT FOR SUGAR DRY SEAD CONVEY ,SIZE L - 23.500 MTR ,W - 590 MM.,PLY - 3, ENDLESS,AS PER SAMPLE MAKE - GAURAV ENGG/MITTAL RUBBER PVT LTD/JAI SHREE ENTERPRISES | NO |  | 1 | 0
545 | MMSSKM | NS | 2025 | 10037 | N.R. RUBBER JUICE RING OF MILL ROLLER. JUICE COLLAR (AS PER SAMPLE) SIZE- ID- 435 MM MAKE - VARDHMAN HOSS PVT LTD/ GAURAV ENGINEERING & RUBBER WORKS/SWASTIK RUBBER INDUSTRIES | NO |  | 16 | 0
546 | MMSSKM | NS | 2025 | 10038 | WIRE BRAIDED RUBBER HOSE PIPE WITH BOTH END FERULE FEMALE CONNECTED WITH WORKING PRESSURE 20 KG/CM2 SIZE - SIZE- 1/2INCH X 1.5 METER (BSP THREAD) MAKE - VARDHMAN HOSS PVT LTD/ GAURAV ENGINEERING & RUBBER WORKS/SWASTIK RUBBER INDUSTRIES | NO |  | 4 | 0
547 | MMSSKM | NS | 2025 | 10039 | WIRE BRAIDED RUBBER HOSE PIPE WITH BOTH END FERULE FEMALE CONNECTED WITH WORKING PRESSURE 20 KG/CM2 SIZE - SIZE- 1/4INCH X 1.5 METER (BSP THREAD) MAKE - VARDHMAN HOSS PVT LTD/ GAURAV ENGINEERING & RUBBER WORKS/SWASTIK RUBBER INDUSTRIES | NO |  | 3 | 0
548 | MMSSKM | NS | 2025 | 10040 | WIRE BRAIDED RUBBER HOSE PIPE WITH BOTH END FERULE FEMALE CONNECTED AT WORKING PRESSURE 20 KG/CM2 SIZE - SIZE- 3/4INCH X 3 METER (BSP THREAD) MAKE - VARDHMAN HOSS PVT LTD/ GAURAV ENGINEERING & RUBBER WORKS/SWASTIK RUBBER INDUSTRIES | NO |  | 2 | 0
549 | MMSSKM | NS | 2025 | 10061 | WIRE BRAIDED RUBBER HOSE PIPE WITH BOTH END FERULE FEMALE CONNECTED AT WORKING PRESSURE 20 KG/CM2 SIZE - SIZE- 3/4INCH X 1.5 METER (BSP THREAD) MAKE - VARDHMAN HOSS PVT LTD/ GAURAV ENGINEERING & RUBBER WORKS/SWASTIK RUBBER INDUSTRIES | NO |  | 4 | 0
550 | MMSSKM | NS | 2025 | 10062 | WIRE BRAIDED RUBBER HOSE PIPE WITH BOTH END FERULE FEMALE CONNECTED AT WORKING PRESSURE 20 KG/CM2 SIZE - SIZE- 1/4INCH X 500 MM (BSP THREAD) MAKE - VARDHMAN HOSS PVT LTD/ GAURAV ENGINEERING & RUBBER WORKS/SWASTIK RUBBER INDUSTRIES | NO |  | 5 | 0
551 | MMSSKM | NS | 2025 | 10070 | WIRE BRAIDED FLEXIBLE RUBBER HOSE BOTH END FEMALE FERULE CONNECTOR WORKING PRESSURE AT 20KG/CM2, SIZE-1/4INCH X 1 MTR (BSP THREAD) MAKE - VARDHMAN HOSS PVT LTD/ GAURAV ENGINEERING & RUBBER WORKS/SWASTIK RUBBER INDUSTRIES | NO |  | 3 | 0
552 | MMSSKM | NS | 2025 | 10073 | WIRE BRAIDED FLEXIBLE RUBBER HOSE BOTH END FEMALE FERULE CONNECTOR WORKING PRESSURE AT 20KG/CM2, SIZE- 1/4INCH X 2 MTR (BSP THREAD) MAKE - VARDHMAN HOSS PVT LTD/ GAURAV ENGINEERING & RUBBER WORKS/SWASTIK RUBBER INDUSTRIES | NO |  | 4 | 0
553 | MMSSKM | NS | 2025 | 10074 | WIRE BRAIDED FLEXIBLE RUBBER HOSE BOTH END FEMALE FERULE CONNECTOR WORKING PRESSURE AT 20KG/CM2, SIZE- 1/4INCH X 1.5 MTR(BSP THREAD) MAKE - VARDHMAN HOSS PVT LTD/ GAURAV ENGINEERING & RUBBER WORKS/SWASTIK RUBBER INDUSTRIES | NO |  | 4 | 0
554 | MMSSKM | NS | 2025 | 10117 | WIRE BRAIDED FLEXIBLE RUBBER HOSE BOTH END FEMALE FERULE CONNECTOR WORKING PRESSURE AT 20KG/CM2, SIZE- 3/8INCH X 2 MTR (BSP THREAD) MAKE - VARDHMAN HOSS PVT LTD/ GAURAV ENGINEERING & RUBBER WORKS/SWASTIK RUBBER INDUSTRIES | NO |  | 2 | 0
555 | MMSSKM | NS | 2025 | 10118 | WIRE BRAIDED FLEXIBLE RUBBER HOSE BOTH END FEMALE FERULE CONNECTOR WORKING PRESSURE AT 20KG/CM2, SIZE- 1/2INCH X 2 MTR (BSP THREAD) MAKE - VARDHMAN HOSS PVT LTD/ GAURAV ENGINEERING & RUBBER WORKS/SWASTIK RUBBER INDUSTRIES | NO |  | 4 | 0
556 | MMSSKM | NS | 2025 | 10119 | WIRE BRAIDED FLEXIBLE RUBBER HOSE BOTH END FEMALE FERULE CONNECTOR WORKING PRESSURE AT 20KG/CM2, SIZE- 3/4INCH X 1.5 MTR (BSP THREAD) MAKE - VARDHMAN HOSS PVT LTD/ GAURAV ENGINEERING & RUBBER WORKS/SWASTIK RUBBER INDUSTRIES | NO |  | 2 | 0
557 | MMSSKM | NS | 2025 | 10120 | WIRE BRAIDED FLEXIBLE RUBBER HOSE BOTH END FEMALE FERULE CONNECTOR WORKING PRESSURE AT 20KG/CM2, SIZE- 3/4INCH X 1 MTR (BSP THREAD) MAKE - VARDHMAN HOSS PVT LTD/ GAURAV ENGINEERING & RUBBER WORKS/SWASTIK RUBBER INDUSTRIES | NO |  | 2 | 0
558 | MMSSKM | NS | 2025 | 10123 | WIRE BRAIDED FLEXIBLE RUBBER HOSE BOTH END FEMALE FERULE CONNECTOR SIZE - 3/4 INCH BSP FOR CANE UNLOADER GRAB CAPACITY - 5 TON/TRIP 750MM LONG, WORKING PRESSURE - 4500 PSI, BOTH SIDE FERULE & NUT AND ONE SIDE L TYPE ELBO FITTED, MAKE - GAURAV ENGG// AS PER SAMPLE | NO |  | 16 | 0
559 | MMSSKM | NS | 2025 | 10134 | RUBBER BUSHES HAVING INSIDE BRASS LINER, SIZE- OD 37 MM X ID 19 MM X L 38 MM MAKE - VARDHMAN HOSS PVT LTD / GAURAV ENGINEERING & RUBBER WORKS/SWASTIK RUBBER INDUSTRIES | NO |  | 15 | 0
560 | MMSSKM | NS | 2025 | 10135 | RUBBER BUSHES HAVING INSIDE BRASS LINER, SIZE- OD 48 MM X ID 25 MM X L 65 MM MAKE - VARDHMAN HOSS PVT LTD/ GAURAV ENGINEERING & RUBBER WORKS/SWASTIK RUBBER INDUSTRIES | NO |  | 14 | 0
561 | MMSSKM | NS | 2025 | 10136 | RUBBER BUSHES HAVING INSIDE BRASS LINER, SIZE- OD 48 MM X ID 25 MM X L 50 MM MAKE - VARDHMAN HOSS PVT LTD/ GAURAV ENGINEERING & RUBBER WORKS/SWASTIK RUBBER INDUSTRIES | NO |  | 25 | 0
562 | MMSSKM | NS | 2025 | 10138 | RUBBER BUSHES HAVING INSIDE BRASS LINER, SIZE- OD 63 MM X ID 25 MM X 65 MM MAKE - VARDHMAN HOSS PVT LTD/ GAURAV ENGINEERING & RUBBER WORKS/SWASTIK RUBBER INDUSTRIES | NO |  | 14 | 0
563 | MMSSKM | NS | 2025 | 10139 | RUBBER BUSHES HAVING INSIDE BRASS LINER, SIZE- OD 28 MM X ID 12 MM X L 32 MM MAKE - VARDHMAN HOSS PVT LTD/ GAURAV ENGINEERING & RUBBER WORKS/SWASTIK RUBBER INDUSTRIES | NO |  | 20 | 0
564 | MMSSKM | NS | 2025 | 10140 | RUBBER BUSHES HAVING INSIDE BRASS LINER, SIZE- OD 24 MM X ID 12 MM X L 32 MM MAKE - VARDHMAN HOSS PVT LTD/ GAURAV ENGINEERING & RUBBER WORKS/SWASTIK RUBBER INDUSTRIES | NO |  | 12 | 0
565 | MMSSKM | NS | 2025 | 10141 | RUBBER BUSHES HAVING INSIDE BRASS LINER, SIZE- OD 35 MM X ID 16 MM X L 40 MM MAKE - VARDHMAN HOSS PVT LTD/ GAURAV ENGINEERING & RUBBER WORKS/SWASTIK RUBBER INDUSTRIES | NO |  | 30 | 0
566 | MMSSKM | NS | 2025 | 10142 | RUBBER BUSHES HAVING INSIDE BRASS LINER, SIZE- OD 30 MM X ID 16 MM X L 32 MM MAKE - VARDHMAN HOSS PVT LTD/ GAURAV ENGINEERING & RUBBER WORKS/SWASTIK RUBBER INDUSTRIES | NO |  | 28 | 0
567 | MMSSKM | NS | 2025 | 10150 | RUBBER BUSHES HAVING INSIDE BRASS LINER, SIZE- OD 35 MM X ID 19 MM X L 38 MM MAKE - VARDHMAN HOSS PVT LTD/ GAURAV ENGINEERING & RUBBER WORKS/SWASTIK RUBBER INDUSTRIES | NO |  | 42 | 0
568 | MMSSKM | NS | 2025 | 10151 | N.R. RUBBER BUFFER, SIZE- OD 620 MM X ID 497/493 X 55 MM THICK FOR A CENTRIFUGAL MACHINE MAKE - VARDHMAN HOSS PVT LTD/ GAURAV ENGINEERING & RUBBER WORKS/SWASTIK RUBBER INDUSTRIES | NO |  | 6 | 0
569 | MMSSKM | NS | 2025 | 10164 | RUBBER CHANNEL FOR GRADER (AS PER SAMPLE) MAKE - VARDHMAN HOSS PVT LTD/ GAURAV ENGINEERING & RUBBER WORKS/SWASTIK RUBBER INDUSTRIES | MTR |  | 50 | 0
570 | MMSSKM | NS | 2025 | 10165 | J.H. CONDENSATE BOTTLE GLASS RUBBER CHANNEL SIZE-159 MM X THICK 10 MM MAKE - VARDHMAN HOSS PVT LTD/ GAURAV ENGINEERING & RUBBER WORKS/SWASTIK RUBBER INDUSTRIES | NO |  | 24 | 0
571 | MMSSKM | NS | 2025 | 10166 | EVAPORATOR BODY SIGHT GLASS WITH RUBBER CHANNEL, SIZE- OD 210 MM X THICK 15 MM. AS PER SAMPLE MAKE - VARDHMAN HOSS PVT LTD/ GAURAV ENGINEERING & RUBBER WORKS/SWASTIK RUBBER INDUSTRIES | NO |  | 20 | 0
572 | MMSSKM | NS | 2025 | 10167 | RUBBER CORD SIZE- 2 MM MAKE - VARDHMAN HOSS PVT LTD/ GAURAV ENGINEERING & RUBBER WORKS/SWASTIK RUBBER INDUSTRIES | MTR |  | 38 | 0
573 | MMSSKM | NS | 2025 | 10168 | RUBBER CORD SIZE- 2.5 MM MAKE - VARDHMAN HOSS PVT LTD/ GAURAV ENGINEERING & RUBBER WORKS/SWASTIK RUBBER INDUSTRIES | MTR |  | 35 | 0
574 | MMSSKM | NS | 2025 | 550059 | RUBBER SHEET SIZE- 3 MTRX 1 MTRX 3MM THICK MAKE - PETCO/ GAURAV ENGINEERING & RUBBER WORKS/SWASTIK RUBBER INDUSTRIES | NO |  | 30 | 0
575 | MMSSKM | NS | 2025 | 1688 | THINNER FOR PAINT MAKE - BERGER / ASIAN/NEROLAC | litre |  | 20 | 0
576 | MMSSKM | NS | 2025 | 3085 | WALL PRIMER (WHITE) MAKE - BERGER / ASIAN/NEROLAC | litre |  | 20 | 0
577 | MMSSKM | NS | 2025 | 4734 | RED OXIDE MAKE - BERGER / ASIAN/NEROLAC | litre |  | 180 | 0
578 | MMSSKM | NS | 2025 | 5695 | HEAT RESISTANCE ANTI CORROSIVE EXTERNAL USE BLACK PAINT. MATERIAL SHOULD HAVE ORIGINAL COMPANY GATE PASS REQUIRED MAKE - BERGER / ASIAN/NEROLAC | litre |  | 60 | 0
579 | MMSSKM | NS | 2025 | 10171 | DECORATIVE PAINT - ANTI CORROSIVE DECORATIVE ALUMINUM PAINT MAKE - BERGER / ASIAN/NEROLAC | litre |  | 720 | 0
580 | MMSSKM | NS | 2025 | 10172 | DECORATIVE PAINT - ANTI CORROSIVE DECORATIVE GREEN PAINT MAKE - BERGER / ASIAN/NEROLAC | litre |  | 40 | 0
581 | MMSSKM | NS | 2025 | 10173 | CHLORO RUBBER PAINT / EPOCSY CHEMICAL PAINT (WHITE) MAKE - BERGER / ASIAN/NEROLAC | litre |  | 80 | 0
582 | MMSSKM | NS | 2025 | 10174 | CHLORO RUBBER PAINT / EPOCSY CHEMICAL PAINT (RED) MAKE - BERGER / ASIAN/NEROLAC | litre |  | 120 | 0
583 | MMSSKM | NS | 2025 | 10175 | CHLORO RUBBER PAINT / EPOCSY CHEMICAL PAINT (SMOKE GRAY) MAKE - BERGER / ASIAN/NEROLAC | litre |  | 120 | 0
584 | MMSSKM | NS | 2025 | 10176 | CHLORO RUBBER PAINT / EPOCSY CHEMICAL PAINT (LEMON YELLOW) MAKE - BERGER / ASIAN/NEROLAC | litre |  | 700 | 0
585 | MMSSKM | NS | 2025 | 10178 | CHLORO RUBBER PAINT / EPOCSY CHEMICAL PAINT (GREEN) MAKE - BERGER / ASIAN/NEROLAC | litre |  | 30 | 0
586 | MMSSKM | NS | 2025 | 3798 | AINT- 02C CARD FOR VFD MAKE - ABB/DANFOSS/SIEMENS | NO |  | 1 | 0
587 | MMSSKM | NS | 2025 | 3801 | RMIO CARD FOR VFD MAKE - ABB/DANFOSS/SIEMENS | NO |  | 2 | 0
588 | MMSSKM | NS | 2025 | 3803 | RINT CARD 5611 C FOR VFD MAKE - ABB/DANFOSS/SIEMENS | NO |  | 1 | 0
589 | MMSSKM | NS | 2025 | 3934 | CONTROL CARD CON-4 FOR MILL & C/F DRIVE MAKE - ABB/DANFOSS/SIEMENS | NO |  | 1 | 0
590 | MMSSKM | NS | 2025 | 4568 | CON-2 CARD FOR C/F DRIVE MAKE - ABB/DANFOSS/SIEMENS | NO |  | 1 | 0
591 | MMSSKM | NS | 2025 | 4593 | VGA CABLE MALE CONNECTED PLC TO HMI CABLE LENGTH - 2 MTR FOR R.O. PLC PANEL MAKE - ABB/DANFOSS/SIEMENS | NO |  | 2 | 0
592 | MMSSKM | NS | 2025 | 4985 | PLC MODULE DX 561, SR NO. 1S1202000045418 MAKE - ABB/DANFOSS/SIEMENS | Set |  | 2 | 0
593 | MMSSKM | NS | 2025 | 6144 | VFD (VARIABLE FREQUENCY DRIVE) - 90 KW, MAKE - ABB/DANFOSS/SIEMENS | NO |  | 2 | 0
594 | MMSSKM | NS | 2025 | 6149 | ABB TIMER MODEL-CT-AHE OFF DELAY WITH AUX SUPPLY TIME RELAY, RANGE 3 SEC- 30 SEC, A1/A2 - 220-230V AC, AIN2 CONTROL CONTACTS. MAKE - ABB/DANFOSS/SIEMENS | NO |  | 2 | 0
595 | MMSSKM | NS | 2025 | 6584 | CHARGING RESISTANCE FOR C/F DRIVE MAKE - ABB/DANFOSS/SIEMENS | NO |  | 4 | 0
596 | MMSSKM | NS | 2025 | 6586 | PLC CPU- PM554-ETH MAKE - ABB/DANFOSS/SIEMENS | NO |  | 2 | 0
597 | MMSSKM | NS | 2025 | 6587 | HMI-CP-405 MAKE - ABB/DANFOSS/SIEMENS | NO |  | 2 | 0
598 | MMSSKM | NS | 2025 | 6589 | RIBBON CABLE IGBT TO AINT CARD ACS 800 VFD MAKE - ABB/DANFOSS/SIEMENS | Set |  | 1 | 0
599 | MMSSKM | NS | 2025 | 6590 | RIBBON CABLE IGBT FOR DCS 800 MILL DRIVE MAKE - ABB/DANFOSS/SIEMENS | Set |  | 2 | 0
600 | MMSSKM | NS | 2025 | 6591 | RIBBON CABLE FOR DCS 800 C/F DRIVE MAKE - ABB/DANFOSS/SIEMENS | Set |  | 2 | 0
601 | MMSSKM | NS | 2025 | 6597 | CONTROL CARD CON-4 FOR MILL & C/F DRIVE MAKE - ABB/DANFOSS/SIEMENS | NO |  | 2 | 0
602 | MMSSKM | NS | 2025 | 7094 | SDCS POWER CARD FOR MILL DRIVE MAKE - ABB/DANFOSS/SIEMENS | NO |  | 2 | 0
603 | MMSSKM | NS | 2025 | 7889 | CDP CABLE FOR DCS 800-SO2-0520-05 MAKE - ABB/DANFOSS/SIEMENS | NO |  | 2 | 0
604 | MMSSKM | NS | 2025 | 7890 | VFD (VARIABLE FREQUENCY DRIVE),ACS 580 - 01,363 AMP- 4 FOR ID FAN MAKE - ABB/DANFOSS/SIEMENS | NO |  | 1 | 0
605 | MMSSKM | NS | 2025 | 8277 | COM-2 CARD FOR C/F DRIVE MAKE - ABB/DANFOSS/SIEMENS | NO |  | 2 | 0
606 | MMSSKM | NS | 2025 | 9025 | PRESSURE TRANSMITTER, TYPE-FIXED, SIZE-0 TO 2.5 KG/CM2,TWO WIRE PRESSURE TRANSMITTER,24 VOLT LOOP POWERED, MAKE - ABB/DANFOSS/SIEMENS | NO |  | 2 | 0
607 | MMSSKM | NS | 2025 | 9920 | RMBA-01 MUD BUS FOR C/F DRIVE MAKE - ABB/DANFOSS/SIEMENS | NO |  | 2 | 0
608 | MMSSKM | NS | 2025 | 9921 | THERMISTER FOR C/F DRIVE MAKE - ABB/DANFOSS/SIEMENS | NO |  | 1 | 0
609 | MMSSKM | NS | 2025 | 9922 | PLC MODULE DX 561 MAKE - ABB/DANFOSS/SIEMENS | NO |  | 1 | 0
610 | MMSSKM | NS | 2025 | 9926 | RINT CARD 5611 C FOR VFD MAKE - ABB/DANFOSS/SIEMENS | NO |  | 1 | 0
611 | MMSSKM | NS | 2025 | 9930 | RMIO CARD FOR VFD MAKE - ABB/DANFOSS/SIEMENS | NO |  | 1 | 0
612 | MMSSKM | NS | 2025 | 9932 | TIMER BLOCK FOR A9---75 TP401A 0.1-40 SEC. MAKE - ABB/DANFOSS/SIEMENS | NO |  | 1 | 0
613 | MMSSKM | NS | 2025 | 9934 | DCS 800M DCS-ABB IOS HARDWARE FOR - AI-40, AO-24, DI-48, DO-24, MAKE - ABB/DANFOSS/SIEMENS | Set |  | 2 | 0
614 | MMSSKM | NS | 2025 | 9935 | VFD (VARIABLE FREQUENCY DRIVE) 55 KW, MAKE - ABB/DANFOSS/SIEMENS | NO |  | 2 | 0
615 | MMSSKM | NS | 2025 | 10064 | SDCS POWER CARD DCS880 FOR MILL DRIVE MAKE - ABB/DANFOSS/SIEMENS | NO |  | 2 | 0
616 | MMSSKM | NS | 2025 | 10066 | RMBA-01 MUD BUS FOR C/F DRIVE MAKE - ABB/DANFOSS/SIEMENS | NO |  | 2 | 0
617 | MMSSKM | NS | 2025 | 10116 | THERMISTER FOR C/F DRIVE MAKE - ABB/DANFOSS/SIEMENS | NO |  | 1 | 0
618 | MMSSKM | NS | 2025 | 10893 | THYRISTOR DCS880 FOR MILL DRIVE MAKE - ABB/DANFOSS/SIEMENS | NO |  | 1 | 0
619 | MMSSKM | NS | 2025 | 10894 | SDCS CONTROL CARD DCS880 FOR MILL DRIVE MAKE - ABB/DANFOSS/SIEMENS | NO |  | 1 | 0
620 | MMSSKM | NS | 2025 | 10904 | VFD (VARIABLE FREQUENCY DRIVE) 110 KW, MAKE - ABB/DANFOSS/SIEMENS | NO |  | 1 | 0
621 | MMSSKM | NS | 2025 | 8773 | AMC , SERVICING AND OVERHAULING OF SOFT STARTER PANEL(ABB) OF FEED PUMP MOTOR TYPE- PSTB-370-600-70-ISFA894015R7000. SERVICE WITH TRAIL. MAKE - ABB/SEIMENS/MITSUBISHI | NO |  | 1 | 0
622 | MMSSKM | NS | 2025 | 8774 | AMC , SERVICING AND OVERHAULING OF ID FAN MOTOR DRIVE PANEL ABB TYPE- ACS 800-4-0260. SERVICE WITH TRAIL. MAKE - ABB/SEIMENS/MITSUBISHI | NO |  | 2 | 0
623 | MMSSKM | NS | 2025 | 8775 | AMC , SERVICING AND OVERHAULING OF FD FAN MOTOR DRIVE PANEL ABB TYPE- ACS-800-04-0135-3. SERVICE WITH TRAIL. MAKE - ABB/SEIMENS/MITSUBISHI | NO |  | 1 | 0
624 | MMSSKM | NS | 2025 | 8776 | AMC , SERVICING AND OVERHAULING OF SA FAN MOTOR DRIVE PANEL ABB TYPE- ACS-550-01-180A-4. SERVICE WITH TRAIL MAKE - ABB/SEIMENS/MITSUBISHI | NO |  | 2 | 0
625 | MMSSKM | NS | 2025 | 8777 | AMC , SERVICING AND OVERHAULING OF BAGASSE FEEDER 4 NOS DRIVE PANEL ABB ACS-550-01-012H-4. SERVICE WITH TRAIL. MAKE - ABB/SEIMENS/MITSUBISHI | Set |  | 1 | 0
626 | MMSSKM | NS | 2025 | 8778 | AMC , SERVICING AND OVERHAULING OF CENTRIFUGAL MACHINE DC MOTOR DRIVE PANEL ABB TYPE- DCS-800, ABB PLC TOUCH SCREEN HMI COMPLETE AMC FOR CENTRIFUGAL MACHINE THROUGOUT THE SEASON WITH ENGINEER. MAKE - ABB/SEIMENS/MITSUBISHI | NO |  | 3 | 0
627 | MMSSKM | NS | 2025 | 8779 | AMC , SERVICING AND OVERHAULING OF R.O. PLANT ABB PLC PANEL SERVICE & TRAIL. MAKE - ABB/SEIMENS/MITSUBISHI | NO |  | 1 | 0
628 | MMSSKM | NS | 2025 | 8780 | AMC , SERVICING AND OVERHAULING OF POWER HOUSE ACB 4000A (PCC1, PCC2) OVER HAULING & SERVICING & TRAIL. MAKE - ABB/SEIMENS/MITSUBISHI | NO |  | 2 | 0
629 | MMSSKM | NS | 2025 | 8781 | AMC , SERVICING AND OVERHAULING OF POWER HOUSE ACB 1000A (PCC1) OVER HAULING & SERVICING & TRAIL. MAKE - ABB/SEIMENS/MITSUBISHI | NO |  | 3 | 0
630 | MMSSKM | NS | 2025 | 8782 | AMC , SERVICING AND OVERHAULING OF POWER HOUSE ACB 1600A (C/F) OVER HAULING & SERVICING & TRAIL. MAKE -ABB/SEIMENS/MITSUBISHI | NO |  | 3 | 0
631 | MMSSKM | NS | 2025 | 8783 | AMC , SERVICING AND OVERHAULING OF POWER HOUSE ACB 2000A, (PCC3/4) OVER HAULING & SERVICING & TRAIL. MAKE -ABB/SEIMENS/MITSUBISH | NO |  | 3 | 0
632 | MMSSKM | NS | 2025 | 8784 | AMC , SERVICING AND OVERHAULING OF POWER HOUSE H.T. DISTRIBUTION VCB 800A PANEL OVERHOULING & SERVICING & TRIAL. MAKE - ABB/SEIMENS/MITSUBISHI/CROMPTON GREAVES | NO |  | 1 | 0
633 | MMSSKM | NS | 2025 | 8785 | AMC , SERVICING AND OVERHAULING OF POWER HOUSE H.T. DISTRIBUTION VCB 400A, PANEL OVERHOULING & SERVICING & TRAIL MAKE - ABB/SEIMENS/MITSUBISHI/CROMPTON GREAVES | NO |  | 3 | 0
634 | MMSSKM | NS | 2025 | 8786 | AMC , SERVICING AND OVERHAULING OF POWER HOUSE H.T. MAIN INCOMMER 6 MW 1250A, VCB PANEL OVERHOULING & SERVICING & TRIAL. MAKE - ABB/SEIMENS/MITSUBISHI | NO |  | 1 | 0
635 | MMSSKM | NS | 2025 | 8797 | AMC , SERVICING AND OVERHAULING OF MILL RAKE ELEVATOR MOTOR DRIVE PANEL ABB TYPE- ACS-550-01-072. SERVICE WITH TRAIL. MAKE - ABB/SEIMENS/MITSUBISHI | NO |  | 1 | 0
636 | MMSSKM | NS | 2025 | 8798 | AMC , SERVICING AND OVERHAULING OF FABRIZER MOTOR 1250A, VCB PANEL OVERHAULING & SERVICING & TRIAL MAKE - ABB | NO |  | 2 | 0
637 | MMSSKM | NS | 2025 | 8799 | AMC & MAINTANCE OF COMPLETE MILL DCS SYSTEM ALONG WITH JUICE AND WATER FLOW STABLIZATION SYSTEM (RHYTHM MAKE) ALL OTHER INSTRUMENT SYSTEM OF ALL MILL TANDEM.AND INSTRUMENT ENGINEER WILL BE DEPUTED IN FACTORY FOR SEASON, MAKE - ABB/SEIMENS/MITSUBISHI | NO |  | 1 | 0
638 | MMSSKM | NS | 2025 | 8800 | TRAIL AND TESTING OF ALL ELECTRICAL PANEL, BREAKER, SKILLED ELECTRICAL EGINEER : - ENGINEER CAPABLE FOR HANDLING OF ALL ELECTRICAL FAULT ,ENGINEER MUST BE AVAILABLE AT PLANT IN ALL RUNNING SEASON FOR TROUBLESHOOTING ,ENGINEER SHOULD BE ABLE FOR MILL DRIVE, ALL BOILER DRIVES, CENTRIFUGAL PANEL MOTOR DRIVE , ALTERNATOR CONTROL ROOM PANEL (GPR) ALONG WITH AVR , ALL BREAKERS (ACB & VCB), SOFT STATER ETC, (ANY DAMAGE DUE TO MISS HANDLING BY ENGINEER DURING INSTALATION/OPRATION WILL BE RECOVEED FROM CONTRACTOR , IN CASE OF ANY ACCIDENT, INJURY OR LIVE LOSSES/PROPERTY LOSSES ARE WILL BE CONTRACTORS RESPONSIBILITY , FACTORY MANAGMENT SHOULD NOT BE RESPONSIABLE OR LIABLE FOR THIS LOSS). THE FACTORY WILL PROVIDE BACHLOR ACCOMMODATION AND MEAL FOR TWO TIME ONLY.. NOTE: - CONTRACTOR SHOULD HAVE ATLEAST 10 YEARS EXPERIENCE IN SUGAR INDUSTRY AND SHOULD HAVE MINIMUM 15 CRORE TURNOVER IN THE LAST THREE FINANCIAL YEAR. MAKE - ABB/SEIMENS/MITSUBISHI | NO |  | 1 | 0
639 | MMSSKM | NS | 2025 | 8801 | INSTRUMENT ENGINEE FOR COMPLETE PLANT INSTRUMENT FAULT WORK (ENGINEER SHOULD HAVE ATLEAST 5 YEAR EXPERIENCE IN SUGAR PLANT ) SKILLED ENGINEER CAPABLE FOR HANDLING OF INSTRUMENT WORK ,MUST BE AVAILABLE AT PLANT IN ALL RUNNING SEASON FOR TROUBLESHOOTING, AMC CONTRACT( EGINEER ) SHOULD BE EXPERIANCE IN MAINTENANCE OF COMPLETE MILL DCS AUTOMATION, ALL BOILER INSTRUMENT, AUTOMATION CENTRIFUGAL, PAN SECTION, SUGAR HOUSE SECTION, PRDS SECTION,POWER TURBINE, INSTRUMENTAION, AUTOMOTION ETC, (ANY DAMAGE DUE TO MISS HANDLING BYCONTRACT ENGINEER DURING INSTALATION/OPRATION WILL BE RECOVERED FROM CONTRACTOR , IN CASE OF ANY ACCIDENT, INJURY OR LIVE LOSSES/PROPERTY LOSSES ARE WILL BE CONTRACTORS RESPONSIBILITY , FACTORY MANAGMENT SHOULD NOT BE RESPONSIABLE OR LIABLE FOR THIS LOSS). THE FACTORY WILL PROVIDE BACHLOR ACCOMMODATION AND MEAL FOR TWO TIME ONLY.. NOTE: - CONTRACTOR SHOULD HAVE ATLEAST 10 YEARS EXPERIENCE IN SUGAR INDUSTRY AND SHOULD HAVE MINIMUM 15 CRORE TURNOVER IN THE LAST THREE FINANCIAL YEAR. MAKE - ABB/SEIMENS/MITSUBISHI | NO |  | 1 | 0
640 | MMSSKM | NS | 2025 | 8802 | SKILLED ELECTRICAL EGINEER FOR CO-GEN (MANPOWER): - (DURING SEASON/OFF SEASON AS PER REQUIREMENT) AN GRADUATE ELECTRICAL ENGINEER WITH EXPERIANCE OF CO-GENERATION AND POWER EXPORT MIN. 5 YEARS. HE CAN HANDLE THE ENTIRE CO-GENERATION PLANT & CAN DO THE LAISENING WITH CSPDCL/GOVT. ATHOURITIES FOR SMOOTH OPERATION PF CO-GENRATION PLANT AND POWER EXPORT RESPONCIBILITY INCLUDES START-UP/SYNCHRO./METERING/BILLING WORK AND ALL POWER EXPORT RELATED ACTIVITIES AS UNDER- 1. POWER IMPORT/EXPORT PLANNING 2. POWER IMPORT/EXPORT MEETERING 3. BILL VERIFICATION BY CSPDCL 4. POWER IMPORT/EXPORT/GENERATION MONITORING 5. SYNCHRONISATION WITH GRID 6. GRID FAULT REPORTING TO CSPDCL. (WORKING FOR FULL CRUSHING SEASON/OFF SEASON ) IN CASE OF ANY ACCIDENT, INJURY OR LIVE LOSS TO THE CONTRACTORS STAFF/PROPERTY LOSS FACTORY MANAGMENT SHOULD NOT BE RESPONSIABLE OR LIABLE FOR THIS LOSS RECOVERED BY COTRATOR).THE FACTORY WILL PROVIDE ACCOMMODATION AND FOOD. NOTE:-BIDDER SHOULD HAVE ATLEAST 10 YEAR EXPERIENCE IN SUGAR INDUSTRY AND SHOULD HAVE 15 CRORE TRUNOVER IN LAST THREE FINANCIAL YEAR. MAKE- ABB/SEIMENS/ MITSUBISHI | NO |  | 2 | 0
641 | MMSSKM | NS | 2025 | 10498 | AMC SERVICING OF MILL JUICE PUMP DRIVE PANEL ABB | NO |  | 4 | 0
642 | MMSSKM | NS | 2025 | 10542 | AMC , SERVICING AND OVERHAULING OF BOILER FEED PUMP TYPE MOTER DRIVE PANEL ABB TYPE ACS - 800-4-0360 | NO |  | 2 | 0
643 | MMSSKM | NS | 2025 | 10902 | AMC , SERVICING AND OVERHAULING OF BOILER FEED PUMP MOTOR DRIVE PANEL ABB TYPE- ACS-580-04-430-3. SERVICE WITH TRAIL. MAKE - ABB/SEIMENS/MITSUBISHI | NO |  | 3 | 0
644 | MMSSKM | NS | 2025 | 10903 | AMC , SERVICING AND OVERHAULING OF CANE UNLODAR MOTOR DRIVE PANEL ABB TYPE- ACS-880-01-93A-4. SERVICE WITH TRAIL MAKE - ABB/SEIMENS/MITSUBISHI | NO |  | 2 | 0
645 | MMSSKM | NS | 2025 | 4521 | HYDRA STEP INDICATOR FOR INDICATOR OF THE DRUM WITH 12 STEP INDICATION I/P- 202151, C-083371, SERIAL NO.-3430, TYPE -20151, RATING-12V-2W-0 TO 500;C FOR BOILER PANNEL ( MANUFACTURER CHECKED CERTIFICATE AND SHOULD BE AUTHORISED DEALER) MAKE -FORBES MARSHALL / INDIAN INDUSTRIAL EQUIPMENT /NORWAY | NO |  | 1 | 0
646 | MMSSKM | NS | 2025 | 6310 | ELECTRO PNEUMATIC POSITIONERS SIGNAL- 4-20MA, INPUT SIGNAL- 4-20MA, MAKE - FORBS MARSHAL/ INDIAN INDUSTRIAL EQUIPMENT /NORWAY | NO |  | 1 | 0
647 | MMSSKM | NS | 2025 | 9956 | STEAM FLOW DP TYPE TRANSMITER SERIAL NO.-OO416368 MODEL NO.-2051CD3A02A1AH2B1K5M5D4DF04, RANGE -0 TO 7500MMH2O MAKE - ROSE MOUNT/NEXUS/ABB/FORBES MARSHALL | NO |  | 1 | 0
648 | MMSSKM | NS | 2025 | 10154 | IBR STEAM TRAPS ,20NB FMTD 722-MB.W.E.20X25NB,S.W.E.COUPLING IBR ANSI#6000 WELDING AS PER ASME MODEL:020FMTD722-MSW2S-II END CONECTION ,SOCKET WELD TYPE (FOR TG INLET) MAKE - FORBES MARSHALL / INDIAN INDUSTRIAL EQUIPMENT/NORWAY | NO |  | 1 | 0
649 | MMSSKM | NS | 2025 | 10155 | IBR STEAM TRAP ,20NB CMTD 42M-S,COMPACT MODULE THERMODYNAMICS TRAP STD .VERSION (DVI,INLET ISOLATION VLV, DIFFUSER) SOCKET WELDABLE END WITH ISOTUB. IBR CONNECTED WITH 20NB X 25NB ,S.W.E.COUPLING MODEL-020X25CMTD 42 M-S FOR 7KG. STEAM LINE ,SULPHUR MELTER & STEAM LINE TO AIR BLOWER MAKE -FORBES MARSHALL / INDIAN INDUSTRIAL EQUIPMENT | NO |  | 1 | 0
650 | MMSSKM | NS | 2025 | 10156 | IBR STEAM TRAP ,15NB,CMTD 42 M-S,COMPACT MODULE - THERMODYNAMIC TRAP STD ,VERSION (DVI INLET ISOLATION VLV, DIFFUSER )SOCKET WELDABLE END WITH ISOTUB, IBR MODEL 015CMTD 42M- S FOR 7 KG. STEAM LINE ,SULPHUR MELTER & STEAM LINE TO AIR BLOWET, MAKE-FORBES MARSHALL / INDIAN INDUSTRIAL EQUIPMENT/NORWAY | NO |  | 1 | 0
651 | MMSSKM | NS | 2025 | 10157 | IBR TWO ORIFICE FLOAT TRAP MODEL 025 TOFT FOR EXHAUST STEAM LINE , VAPOUR LINE & DRYER NON IBR MAKE -FORBES MARSHALL / INDIAN INDUSTRIAL EQUIPMENT/NORWAY | NO |  | 1 | 0
652 | MMSSKM | NS | 2025 | 5272 | MAXTREAT 9102 OR EQUIVALENT (MATERIAL SHOULD HAVE ORIGINAL COMPANY GATE PASS) MAKE - ION EXCHANGE/QUALIZEN CHEMICALS INDIA /THERMAX | litre |  | 500 | 0
653 | MMSSKM | NS | 2025 | 9695 | MAXTREAT 9206 OR EQUIVALENT (MATERIAL SHOULD HAVE ORIGINAL COMPANY GATE PASS) MAKE - ION EXCHANGE/QUALIZEN CHEMICALS INDIA /THERMAX | litre |  | 500 | 0
654 | MMSSKM | NS | 2025 | 9697 | MAXTREAT 9202 OR EQUIVALENT (MATERIAL SHOULD HAVE ORIGINAL COMPANY GATE PASS) MAKE - ION EXCHANGE/QUALIZEN CHEMICALS INDIA /THERMAX | litre |  | 500 | 0
655 | MMSSKM | NS | 2025 | 10483 | SOFTENING AGENT MAXTREAT 3002 OR EQUIVALENT (MATERIAL SHOULD HAVE ORIGINAL COMPANY GATE PASS) MAKE - ION EXCHANGE/QUALIZEN CHEMICALS INDIA /THERMAX | litre |  | 700 | 0
656 | MMSSKM | NS | 2025 | 10484 | ANTI SCALENT MAXTREAT 9002 OR EQUIVALENT (MATERIAL SHOULD HAVE ORIGINAL COMPANY GATE PASS) MAKE - ION EXCHANGE/QUALIZEN CHEMICALS INDIA /THERMAX | litre |  | 200 | 0
657 | MMSSKM | NS | 2025 | 10485 | OXYGEN SCANGER MAXTREAT 3100 OR EQUIVALENT (MATERIAL SHOULD HAVE ORIGINAL COMPANY GATE PASS) MAKE - ION EXCHANGE/QUALIZEN CHEMICALS INDIA /THERMAX | litre |  | 800 | 0
658 | MMSSKM | NS | 2025 | 360126 | SLUDGE CONDTIONER MAXTREAT 3221 OR EQUIVALENT(MATERIAL SHOULD HAVE ORIGINAL COMAPANY GATE PASS) MAKE - ION EXCHANGE/QUALIZEN CHEMICALS INDIA /THERMAX | litre |  | 500 | 0
659 | MMSSKM | NS | 2025 | 360127 | PH BOOSTER MAXTREAT 3006 OR EQUIVALENT (MATERIAL SHOULD HAVE ORIGINAL COMPANY GATE PASS) MAKE - ION EXCHANGE/QUALIZEN CHEMICALS INDIA /THERMAX | litre |  | 1000 | 0
660 | MMSSKM | NS | 2025 | 5719 | MESCHERD KNIFE FOR MILL ROLLER AND SIZE -6MM THIK X45 MM WIDTH X 510 MM LONG MATRIAL GR-EN-39, AS PER SAMPLE MAKE- IMCO ALLOY PVT.LTD/DEEPAK ENGINEERINGCO./MULTITECH ENGINER | NO |  | 192 | 0
661 | MMSSKM | NS | 2025 | 7376 | 90 MM SQ. BG DOMITE TIP WITH LOCK PLATE & BOLTS, FOR FIBRIZER .AS PER SAMPLE MAKE - IMCO ALLOY PVT. LTD./DEEPAK ENGINEERING CO./MULTITECH ENGINEERS | NO |  | 192 | 0
662 | MMSSKM | NS | 2025 | 9709 | CANE CUTTING KNIFES FOR CHOPPER AND LEVELER, AS PER DRAWING NO A4-M-28218, LENGTH - 450 MM, WIDTH - 150 MM, MATERIAL - IS - 2062 GR - B, HARDNESS - 48 HRC, PLATE SHOULD BE TESTED QUALITY BOTH SIZE HARD FACING/ SELF SHARPING MUST MAKE - IMCO ALLOY PVT. LTD./DEEPAK ENGINEERING CO./MULTITECH ENGINEERS | NO |  | 129 | 0
663 | MMSSKM | NS | 2025 | 9698 | ROLLER FOR CANE CARRIER CHAIN. AS PER DRAWING NO- A4-M-1971 MAKE - N.V. KALIA | NO |  | 100 | 0
664 | MMSSKM | NS | 2025 | 9700 | PIN FOR CANE CARRIER CHAIN AS PER DRAWING NO.-A4-M-1971, MATERIAL COMPOSITION 16NI 3 CR2 IS-1570, HARDNESS-50 ± 5 H.R.C , MAKE - N.V. KALIA | NO |  | 180 | 0
665 | MMSSKM | NS | 2025 | 9701 | BUSH FOR CANE CARRIER CHAIN AS PER DRAWING NO.-A4-M-1971, MATERIAL COMPOSITION 16NI 3 CR2 IS- 1570 HARDNESS-40 ± 5 H.R.C , MAKE - N.V. KALIA | NO |  | 100 | 0
666 | MMSSKM | NS | 2025 | 9702 | PIN TYPE BOLT WITH NYLOCK NUT FOR LONG RAKE/INTER RAKE. DRAWING NO- MMSSK/MH/07/10. AS PER SAMPLE MAKE - N.V. KALIA | NO |  | 250 | 0
667 | MMSSKM | NS | 2025 | 9703 | BUSH FOR LONG RAKE/INTER RAKE. DRAWING NO- MMSSK/MH/07/10, AS PER SAMPLE MAKE - N.V. KALIA | NO |  | 250 | 0
668 | MMSSKM | NS | 2025 | 9704 | PIN TYPE BOLT WITH NUT FOR RBC/MBC/BAGASSE ELEVATOR. DRAWING NO- MMSSK/MH/05/10. AS PER SAMPLE MAKE - N.V. KALIA | NO |  | 200 | 0
669 | MMSSKM | NS | 2025 | 9705 | BUSH FOR CHAIN OF RBC/MBC/ BAGASSE ELEVATOR . AS PER DRAWING NO-MMSSK/MH/05/10 MATERIAL- 16 N 13 CR2 - IS-1570, HARDNESS- 40 ± 5 HRC MAKE - N.V. KALIA | NO |  | 800 | 0
670 | MMSSKM | NS | 2025 | 9707 | ROLLER FOR CHAIN OF RBC/MBC/ BAGASSE ELEVATOR AS PER DRAWING NO.- MMSSK/MH/05/10 MATERIAL- M.S -IS- 226 HARDNESS- 30 ± 5 HRC MAKE - N.V. KALIA | NO |  | 600 | 0
671 | MMSSKM | NS | 2025 | 9606 | S.S. SHAFT FOR TRANSFER PUMP , TYPE - MEGA-4-50-200, CAPACITY- 75M3/HR, HEAD-60 METER. MAKE - KSB | NO |  | 1 | 0
672 | MMSSKM | NS | 2025 | 9710 | S.S. SLEEVE FOR SUPER HEATED WASHOUT PUMP. HEATING SURFACE-37M2, TYPE- MEGA G 32/200, CAPACITY-20M3/HR. HEAD- 60 MTR., 2900 RPM, MOTOR-7.5 KW. MAKE - KSB | NO |  | 2 | 0
673 | MMSSKM | NS | 2025 | 9912 | FEED PUMP PACKING, SIZE- 12 MM MAKE - KSB | NO |  | 8 | 0
674 | MMSSKM | NS | 2025 | 10081 | NEW FEED PUMP WITH ALL ACCESSORIES, FOR BOILER , TYPE - HAD - 80/13,DISCHARGE CAPACITY - 40 M3/Hr,HEAD - 1000 Mtr,RPM - 2965 ,Sr NO - 5111012524/200/01, Mfg - 751 /2009,MAKE - KSB PUMPS LTD. | Set |  | 1 | 0
675 | MMSSKM | NS | 2025 | 10082 | SHAFT WITH KEY FOR FEED PUMP TYPE – HDA 80/13 MAKE - KSB | NO |  | 1 | 0
676 | MMSSKM | NS | 2025 | 10083 | BALANCING DISC FOR FEED PUMP TYPE – HDA 80/13 MAKE - KSB | NO |  | 1 | 0
677 | MMSSKM | NS | 2025 | 10084 | COUNTER BALANCING DISC FOR FEED PUMP TYPE – HDA 80/13 MAKE - KSB | NO |  | 1 | 0
678 | MMSSKM | NS | 2025 | 10085 | STAGE SLEEVE FOR FEED PUMP TYPE – HDA 80/13 MAKE - KSB | NO |  | 5 | 0
679 | MMSSKM | NS | 2025 | 10086 | WEARING RING FOR FEED PUMP TYPE – HDA 80/13 MAKE - KSB | NO |  | 5 | 0
680 | MMSSKM | NS | 2025 | 10087 | SHELL BEARING FOR FEED PUMP TYPE – HDA 80/13 MAKE - KSB | NO |  | 4 | 0
681 | MMSSKM | NS | 2025 | 10088 | O RING & GASKET FOR FEED PUMP TYPE – HDA 80/13 MAKE - KSB | Set |  | 2 | 0
682 | MMSSKM | NS | 2025 | 10089 | LUBRICATING RING FOR FEED PUMP TYPE – HDA 80/13 MAKE - KSB LUBRICATING RING FOR FEED PUMP TYPE – HDA 80/13 MAKE - KSB | NO |  | 4 | 0
683 | MMSSKM | NS | 2025 | 10090 | S.P. SLEEVE FOR FEED PUMP TYPE – HDA 80/13 MAKE - KSB | NO |  | 4 | 0
684 | MMSSKM | NS | 2025 | 10091 | CENTRING SLEEVE FOR FEED PUMP TYPE – HDA 80/13 MAKE - KSB | NO |  | 2 | 0
685 | MMSSKM | NS | 2025 | 10092 | SPRING FOR FEED PUMP TYPE – HDA 80/13 MAKE - KSB | NO |  | 8 | 0
686 | MMSSKM | NS | 2025 | 10093 | SPARE SLEEVE LOD FOR FEED PUMP TYPE – HDA 80/13 MAKE - KSB | NO |  | 2 | 0
687 | MMSSKM | NS | 2025 | 10094 | RETENER RING ( LOOSE COOLER ) FOR LOD FOR FEED PUMP TYPE – HDA 80/13 MAKE - KSB | NO |  | 1 | 0
688 | MMSSKM | NS | 2025 | 10095 | LABYERINTH RING FOR FEED PUMP TYPE – HDA 80/13 MAKE - KSB | NO |  | 6 | 0
689 | MMSSKM | NS | 2025 | 10096 | BEARING FOR LOD (3310 C3) FOR FEED PUMP TYPE – HDA 80/13 MAKE - KSB | NO |  | 2 | 0
690 | MMSSKM | NS | 2025 | 10097 | STRAINER FOR FEED PUMP TYPE – HDA 80/13 MAKE - KSB | NO |  | 1 | 0
691 | MMSSKM | NS | 2025 | 10099 | SHAFT WITH KEY FOR FEED PUMP TYPE – HDA 65/15 MAKE - KSB | NO |  | 1 | 0
692 | MMSSKM | NS | 2025 | 10100 | BALANCING DISC FOR FEED PUMP TYPE – HDA 65/15 MAKE - KSB | NO |  | 1 | 0
693 | MMSSKM | NS | 2025 | 10101 | COUNTER BALANCING DISC FOR FEED PUMP TYPE – HDA 80/13 MAKE -KSB | NO |  | 1 | 0
694 | MMSSKM | NS | 2025 | 10102 | STAGE SLEEVE FOR FEED PUMP TYPE – HDA 65/15 MAKE - KSB | NO |  | 5 | 0
695 | MMSSKM | NS | 2025 | 10103 | WEARING RING FOR FEED PUMP TYPE – HDA 65/15 MAKE - KSB | NO |  | 5 | 0
696 | MMSSKM | NS | 2025 | 10104 | SHELL BEARING FOR FEED PUMP TYPE – HDA 65/15 MAKE - KSB | NO |  | 2 | 0
697 | MMSSKM | NS | 2025 | 10105 | O RING & GASKET FOR FEED PUMP TYPE – HDA 65/15 MAKE - KSB | Set |  | 1 | 0
698 | MMSSKM | NS | 2025 | 10106 | LUBRICATING RING FOR FEED PUMP TYPE – HDA 65/15 MAKE - KSB | NO |  | 2 | 0
699 | MMSSKM | NS | 2025 | 10107 | S.P. SLEEVE FOR FEED PUMP TYPE – HDA 65/15 MAKE - KSB | NO |  | 2 | 0
700 | MMSSKM | NS | 2025 | 10108 | CENTRING SLEEVE FOR FEED PUMP TYPE – HDA 65/15 MAKE - KSB | NO |  | 1 | 0
701 | MMSSKM | NS | 2025 | 10109 | SPRING FOR FEED PUMP TYPE – HDA 65/15 MAKE - KSB | NO |  | 4 | 0
702 | MMSSKM | NS | 2025 | 10110 | SPARE SLEEVE LOD FOR FEED PUMP TYPE – HDA 65/15 MAKE - KSB | NO |  | 1 | 0
703 | MMSSKM | NS | 2025 | 10111 | RETENER RING ( LOOSE COOLER ) FOR LOD FOR FEED PUMP TYPE – HDA 65/15 MAKE - KSB | NO |  | 1 | 0
704 | MMSSKM | NS | 2025 | 10112 | LABYERINTH RING FOR FEED PUMP TYPE – HDA 65/15 MAKE - KSB | NO |  | 3 | 0
705 | MMSSKM | NS | 2025 | 10113 | BEARING FOR LOD (3310 C3) FOR FEED PUMP TYPE – HDA 65/15 MAKE - KSB | NO |  | 1 | 0
706 | MMSSKM | NS | 2025 | 10114 | STRAINER FOR FEED PUMP TYPE – HDA 65/15 MAKE - KSB | NO |  | 1 | 0
707 | MMSSKM | NS | 2025 | 8771 | AMC , SERVICING AND OVERHAULING OF BOILER FEED PUMP TYPE -HDA-80/13, WITH TRIAL, MAKE - KSB | NO |  | 3 | 0
708 | MMSSKM | NS | 2025 | 8772 | AMC, SERVICING AND OVERHAULING OF BOILER FEED PUMP TYPE -HDA 65/15 , WITH TRIAL, MAKE - KSB | NO |  | 1 | 0
709 | MMSSKM | NS | 2025 | 9713 | NEW PUMP WITH SS BODY AND SS IMPELLOR FOR DUST CATCHER MODEL - 65/150, MOTOR- 5 H.P. /1440 RPM, CAP-25-30 M3/HR, HEAD - 15 METER - 20 METER TYPE - 50 - BC - 260 MAKE - KIRLOSKAR BROTHERS/WILO/ALGO/VIKAS PUMPS AND PROJECTS | NO |  | 1 | 0
710 | MMSSKM | NS | 2025 | 9714 | NEW PUMP WITH WITH MOTOR ,CI BODY AND SS IMPELLOR FOR QUAD(III RD BODY) CONDENSATE MODEL - SWP - 50/320, MOTER (MARATHON) - 10HP/1450 RPM, CAP.-30 M3/HR, MWC.30, SUCTION - 80MM, DELIVERY - 50MM, MAKE - KIRLOSKAR BROTHERS/WILO/ALGO/VIKAS PUMPS AND PROJECTS | NO |  | 1 | 0
711 | MMSSKM | NS | 2025 | 9719 | NEW PUMP WITH SS BODY AND SS IMPELLOR FOR DUST CATCHER MODEL SWP- - 65/320, MOTOR- 15 H.P. /1450 RPM, CAP.-50 M3/HR, MWC - 30 SUCTION - 100MM DELIVERY, - 65MM MAKE - KIRLOSKAR BROTHERS/WILO/ALGO/VIKAS PUMPS AND PROJECTS | NO |  | 1 | 0
712 | MMSSKM | NS | 2025 | 9720 | NEW PUMP ,SS BODY WITH SS IMPELLOR FOR MELTER, MODEL - UMHQ 50/32, 1450 RPM, CAP.- 30 M3/HR,MWC - 30 MTR, ,SUCTION - 100 MM,DELIVERY - 50 MM, MAKE - KIRLOSKAR BROTHERS/WILO/ALGO/VIKAS PUMPS AND PROJECTS | NO |  | 1 | 0
713 | MMSSKM | NS | 2025 | 9727 | NEW PUMP FOR BIG INJECTION PUMP. MODEL- SMF 35/35, CAPACITY- 1200 M3/HR, MWC-17, MOTOR - 90KW, SPEED-980 RPM, SUCTION - 350MM, DELIVERY - 350 MM MAKE - KIRLOSKAR BROTHERS/WILO/ALGO/VIKAS PUMPS AND PROJECTS | NO |  | 1 | 0
714 | MMSSKM | NS | 2025 | 9736 | NEW SS PUMP WITH MOTOR FOR MUD PUMP. MODEL- SSHQ 50/260, NO. -16/27/05/08, Sr. No.- 6863, 6862, CAPACITY-50M3/HR., MWC-18,SPEED-1450 RPM SUCTION-80 MM, DELIVERY-50 MM MAKE - KIRLOSKAR BROTHERS/WILO/ALGO/VIKAS PUMPS AND PROJECTS | NO |  | 1 | 0
715 | MMSSKM | NS | 2025 | 9740 | HOT WATER PUMP FOR MILL HOUSE, MODEL NO. - CPS 65/40 MWC - 50, CAPACITY - 60 M3/HR, RPM-1450, SUNCTION - 100 MM , DELIVERY - 65 MM. NEW PUMP COMPLETE SET WITH MOTOR MAKE - KIRLOSKAR BROTHERS/WILO/ALGO/VIKAS PUMPS AND PROJECTS | NO |  | 1 | 0
716 | MMSSKM | NS | 2025 | 9757 | SULPHITED JUICE PUMP. MODEL- CPS 100/450, CAPACITY-150M3/HR., MWC-70, RPM-1450, SUCTION-150 MM , DELIVERY-100 MM. NEW PUMP (S.S.) WITH MOTOR MAKE - KIRLOSKAR BROTHERS/WILO/ALGO/VIKAS PUMPS AND PROJECTS | NO |  | 1 | 0
717 | MMSSKM | NS | 2025 | 9763 | CLEAR JUICE PUMP MODEL N0. - CPS - 100/320 CAPACITY - 150 M3/HR, MWC - 30, RPM-1450, SUNCTION - 125 MM DELIVERY - 100 MM. NEW PUMP (S.S.) COMPLETE WITH MOTOR MAKE - KIRLOSKAR BROTHERS/WILO/ALGO/VIKAS PUMPS AND PROJECTS | NO |  | 1 | 0
718 | MMSSKM | NS | 2025 | 9808 | B-HEAVY HIGH FLOW PUMP, CODE NO- RMAS 581-R1CD3E, CAPACITY- 15M3/HR, BAR-3.50, MOTOR-5.5 KW, RPM- 462 , SUCTION-6INCH, DELIVERY-6INCH. NEW PUMP WITH PULLY AND MOTOR COMPLETE.SET MAKE - KIRLOSKAR BROTHERS/WILO/ALGO/VIKAS PUMPS AND PROJECTS/ROTO | Set |  | 1 | 0
719 | MMSSKM | NS | 2025 | 9852 | B MAGMA PUMP MODEL-SRP 150 EB, CAPACITY-1072M3/ HR. MWC- 25, SPEED-1450 RPM, MOTOR- 7.5KW, SUCTION-150MM, DELIVERY-150MM , NEW PUMP COMPLETE WITH COUPLING & MOTOR MAKE - KIRLOSKAR BROTHERS/WILO/ALGO/VIKAS PUMPS AND PROJECTS | NO |  | 1 | 0
720 | MMSSKM | NS | 2025 | 9910 | (PANDUBBI) OPEN WELL/UNDER WATER(HORIZONTEL)/ SUBMERGENCE PUMP WITH MOTOR, STARTER, 2900RPM 440V, 3 PHASE, 10 HP, 7.5KW MAKE - KIRLOSKAR BROTHERS/WILO/ALGO/VIKAS PUMPS AND PROJECTS | NO |  | 1 | 0
721 | MMSSKM | NS | 2025 | 9911 | MONO BLOCK PUMP COMPLETE SET, TYPE- KDS-1040, SIZE- 80/65, HEAD- 34.5 MTR., RPM-2900, MOTOR- 7.5KW, DUTY - SI MAKE - KIRLOSKAR BROTHERS/WILO/ALGO/VIKAS PUMPS AND PROJECTS | Set |  | 2 | 0
722 | MMSSKM | NS | 2025 | 10458 | A-HEAVY HIGH FLOW PUMP, CODE NO- RMAS 611-R1CD3E, CAPACITY- 30M3/HR, BAR-3.50, MOTOR-9.3 KW, RPM- 462 , SUCTION-6INCH, DELIVERY-6INCH. NEW PUMP WITH PULLY AND MOTOR COMPLETE.SET MAKE - KIRLOSKAR BROTHERS/WILO/ALGO/VIKAS PUMPS AND PROJECTS | Set |  | 1 | 0
723 | MMSSKM | NS | 2025 | 10486 | B MAGMA PUMP MODEL-SRP 150 EB, CAPACITY-1072M3/ HR. MWC- 25, SPEED-1450 RPM, MOTOR- 7.5KW, SUCTION-150MM, DELIVERY-150MM , NEW PUMP COMPLETE WITH COUPLING & MOTOR MAKE - KIRLOSKAR BROTHERS/WILO/GLOBE STAR ENGINEERS INDIA | Set |  | 1 | 0
724 | MMSSKM | NS | 2025 | 9711 | S.S. SHAFT FOR SUGAR BLOWER DUSTCATCHER PUMP, MODEL - 65/150, MOTORO-5HP , RPM-1440, CPAPCITY-25-35M3/HR, HEAD-15-20MTR, TYPE-50-BC-260. MAKE - GITA PUMP | NO |  | 2 | 0
725 | MMSSKM | NS | 2025 | 9724 | SS SLEEVES FOR DUST CATCHER PUMP ,MODEL - 65/150, MOTOR- 5 H.P. /1440 RPM, CAP.-25-30 M3/HR, HEAD - 15MTR - 20 MTR, TYPE - 50 - BC - 260, MAKE- GEETA PUMP | NO |  | 2 | 0
726 | MMSSKM | NS | 2025 | 9721 | SS BODY FOR MELTER, MODEL - UMHQ 50/32, 1450 RPM, CAP.- 30 M3/HR,MWC - 30 MTR, ,SUCTION - 100 MM,DELIVERY - 50 MM, MAKE- SINTECH | NO |  | 1 | 0
727 | MMSSKM | NS | 2025 | 9723 | HOUSING FOR PUMP, MODEL - SWP - 40/320, CAP.- 18 M3/HR, MWC - 30 MTR,SUCTION - 65 MM,DELIVERY - 40 MM, MAKE- SINTECH | NO |  | 1 | 0
728 | MMSSKM | NS | 2025 | 9728 | HOT WATER PUMP (VERTICLE CRYSTLIZER SIDE) MODEL-SWP 65/320, W.O-16/27/05/08, CAPACITY-50M3/HR., MWC-30, MOTOR-9.3KW, SPEED-1440RPM, SUCTION-100 MM, DELIVERY-65 MM. S.S. SHAFT MAKE - SINTECH | NO |  | 1 | 0
729 | MMSSKM | NS | 2025 | 9729 | S.S. IMPELLER FOR MUD PUMP. MODEL- SSHQ 50/260, NO. -16/27/05/08, Sr. No.- 6863, 6862, CAPACITY-50M3/HR., MWC-18,SPEED-1450 RPM SUCTION-80 MM, DELIVERY-50 MM. MAKE - SINTECH | NO |  | 2 | 0
730 | MMSSKM | NS | 2025 | 9731 | S.S. IMPELLER FOR SEMIKESTNER CONDENSATE PUMP & VAPOUR CELL, MODEL- SWP - 65/320, CAPACITY - 50 M3/HR., MOTOR - 11 KW, MWC- 30, SPEED- 1445 RPM, SUCTION- 100 MM, DELIVERY - 65 MM.MAKE - SINTECH | NO |  | 2 | 0
731 | MMSSKM | NS | 2025 | 9732 | S.S. IMPELLER FOR SULPHERED SYRUP PUMP. MODEL- UMHQ 65/320, CAPACITY- 45 M3/HR. MWC-15, MOTOR- 15KW, SPEED 1450 RPM, SUCTION - 125 MM, DELIVERY-65. MAKE - SINTECH | NO |  | 2 | 0
732 | MMSSKM | NS | 2025 | 9733 | S.S. SLEEVE FOR SEMIKESTNER CONDENSATE PUMP & VAPOUR CELL, MODEL- SWP - 65/320, CAPACITY - 50 M3/HR., MOTOR - 11 KW, MWC- 30, SPEED- 1445 RPM, SUCTION- 100 MM, DELIVERY - 65 MM. MAKE - SINTECH | NO |  | 2 | 0
733 | MMSSKM | NS | 2025 | 9737 | PUMP HOUSING (C.I.) FOR QUWARD CONDENSATE PUMP MODEL NO- SWP-50/320, CAP- 30M3/HR, MWC- 30 MTR,SECTION - 80 MM,DELEVARY - 50 MM MAKE - SINTECH | NO |  | 2 | 0
734 | MMSSKM | NS | 2025 | 9738 | PUMP HOUSING (C.I.) FOR QUWARD CONDENSATE PUMP MODEL NO- SWP-40/320, CAP- 18M3/HR, MWC- 30 MTR,SECTION - 65 MM,DELEVARY - 40 MM , MAKE - SINTECH | NO |  | 2 | 0
735 | MMSSKM | NS | 2025 | 9739 | HOT WATER PUMP (VERTICLE CRYSTLIZER SIDE) MODEL-SWP 65/320, W.O-16/27/05/08, CAPACITY-50M3/HR., MWC-30, MOTOR-9.3KW, SPEED-1440RPM, SUCTION-100 MM, DELIVERY-65 MM. S.S. SLEEVE MAKE - SINTECH | NO |  | 2 | 0
736 | MMSSKM | NS | 2025 | 9741 | S.S. SLEEVE FOR COLD WATER PUMP. MODEL NO.- SWP-125/320, CAPACITY- 190M3/HR, MWC-30, SUCTION - 150 MM, DELIVERY-125 MM. MAKE - SINTECH | NO |  | 2 | 0
737 | MMSSKM | NS | 2025 | 9745 | S.S. SLEEVE FOR SCRREND JUICE PUMP MODEL NO. - CPS 150/500, CAPACITY - 150 M3/HR, MWC - 60, SUCTION - 200 MM, DELIVERY - 150 MM, MAKE - SINTECH | NO |  | 4 | 0
738 | MMSSKM | NS | 2025 | 9747 | SS BODY FOR MUD PUMP MODEL - SSHQ-50/26,CAPA - 50 M3/HR,MWC - 18 ,SUCTION-80 MM,DELEVERY - 50 MM, MAKE - SINTECH | NO |  | 1 | 0
739 | MMSSKM | NS | 2025 | 9748 | SS WEAR PLATE FOR MUD PUMP MODEL - SSHQ-50/26,CAPA - 50 M3/HR,MWC - 18 ,SUCTION-80 MM,DELEVERY - 50 MM, MAKE - SINTECH | NO |  | 1 | 0
740 | MMSSKM | NS | 2025 | 9749 | SS SLEEV FOR MUD PUMP MODEL - SSHQ-50/26,CAPA - 50 M3/HR,MWC - 18 ,SUCTION-80 MM,DELEVERY - 50 MM, MAKE - SINTECH | NO |  | 2 | 0
741 | MMSSKM | NS | 2025 | 9751 | SS IMPELLOR FOR MODEL - CPS - 100/450,CAPA - 150 M3/HR,MWC - 70 ,MOTOR - 55 KW ,RPM - 1450 ,SUCTION-150 MM,DELEVERY - 100 MM,WITH MOTOR MAKE - SINTECH | NO |  | 1 | 0
742 | MMSSKM | NS | 2025 | 9752 | FILTRATE PUMPS. MODEL-CPS 65/260, CAPACITY-50M3/HR. , MWC-20, MOTOR- 7.5 KW, SPEED-1450 RPM, SUCTION-100 MM, DELIVERY-65 MM. S.S. SHAFT MAKE - SINTECH | NO |  | 2 | 0
743 | MMSSKM | NS | 2025 | 9755 | SULPHITED JUICE PUMP. MODEL- CPS 100/450, CAPACITY-150M3/HR., MWC-70, RPM-1450, SUCTION-150 MM , DELIVERY-100 MM. S.S. SHAFT MAKE - SINTECH | NO |  | 2 | 0
744 | MMSSKM | NS | 2025 | 9756 | SULPHITED JUICE PUMP. MODEL- CPS 100/450, CAPACITY-150M3/HR., MWC-70, RPM-1450, SUCTION-150 MM , DELIVERY-100 MM. S.S. SLEEVE MAKE - SINTECH | NO |  | 1 | 0
745 | MMSSKM | NS | 2025 | 9758 | CLEAR JUICE PUMP MODEL N0. - CPS - 100/320 CAPACITY - 150 M3/HR, MWC - 30, RPM-1450, SUNCTION - 125 MM DELIVERY - 100 MM. S.S. BODY MAKE - SINTECH | NO |  | 1 | 0
746 | MMSSKM | NS | 2025 | 9759 | CLEAR JUICE PUMP MODEL N0. - CPS - 100/320 CAPACITY - 150 M3/HR, MWC - 30, RPM-1450, SUNCTION - 125 MM DELIVERY - 100 MM. S.S. SHAFT MAKE - SINTECH | NO |  | 1 | 0
747 | MMSSKM | NS | 2025 | 9760 | CLEAR JUICE PUMP MODEL N0. - CPS - 100/320 CAPACITY - 150 M3/HR, MWC - 30, RPM-1450, SUNCTION - 125 MM DELIVERY - 100 MM. S.S. WEAR PLATE MAKE - SINTECH | NO |  | 1 | 0
748 | MMSSKM | NS | 2025 | 9762 | CLEAR JUICE PUMP MODEL N0. - CPS - 100/320 CAPACITY - 150 M3/HR, MWC - 30, RPM-1450, SUNCTION - 125 MM DELIVERY - 100 MM. S.S. SLEEVE MAKE - SINTECH | NO |  | 2 | 0
749 | MMSSKM | NS | 2025 | 9764 | S.S. SHAFT FOR LIME PUMP, MODEL-STF 50/32, CAPACITY - 6 M3/HR, MWC-20, SUCTION -65 MM, DELIVERY- 50 MM. MAKE - SINTECH | NO |  | 1 | 0
750 | MMSSKM | NS | 2025 | 9767 | S.S. SLEEVE FOR MUD PUMP. MODEL- SSHQ 50/26, NO. -16/27/05/08, Sr. No.- 6863, 6862, CAPACITY-50M3/HR., MWC-18,SPEED-1450 RPM SUCTION-80 MM, DELIVERY-50 MM. MAKE - SINTECH | NO |  | 1 | 0
751 | MMSSKM | NS | 2025 | 9768 | S.S. BODY FOR MUD PUMP. MODEL- SSHQ 50/26, NO. -16/27/05/08, Sr. No.- 6863, 6862, CAPACITY-50M3/HR., MWC-18,SPEED-1450 RPM SUCTION-80 MM, DELIVERY-50 MM. MAKE - SINTECH | NO |  | 1 | 0
752 | MMSSKM | NS | 2025 | 9772 | S.S. BODY FOR FILTRATE PUMPS. MODEL-OPS 65/260, CAPACITY-50M3/HR. , MWC-20, MOTOR- 7.5 KW, SPEED-1450 RPM, SUCTION-100 MM, DELIVERY-65 MM. MAKE - SINTECH | NO |  | 1 | 0
753 | MMSSKM | NS | 2025 | 9773 | S.S. WEAR PLATE FOR FILTRATE PUMPS. MODEL-OPS 65/260, CAPACITY-50M3/HR. , MWC-20, MOTOR- 7.5 KW, SPEED-1450 RPM, SUCTION-100 MM, DELIVERY-65 MM. MAKE - SINTECH | NO |  | 1 | 0
754 | MMSSKM | NS | 2025 | 9777 | S.S. SLEEVE FOR VACCUM FILTER CAKE WASH PUMP. CPS 40/16, CAPACITY - 20 M3/HR. MWC-40, MOTOR - 7.5KW, SPEED- 2900 RPM, SUCTION-65 MM, DELIVERY- 40 MM. MAKE - SINTECH | NO |  | 1 | 0
755 | MMSSKM | NS | 2025 | 9778 | S.S. SLEEVE FOR 3rd BODY EVAPORATOR CONDENSATE PUMP , CAPACITY- 30 M3/HR. MWC-30, SUCTION- 80MM, DELIVERY- 50MM, SPEED- 1450 RPM. MAKE - SINTECH | NO |  | 2 | 0
756 | MMSSKM | NS | 2025 | 9780 | S.S. SLEEVE FOR 4th & 5th BODY EVAPORATOR CONDENSATE PUMP , MODEL- SWP - 40/320, CAPACITY- 18 M3/HR. MWC-30, MOTOR- 5.5 KW, SPEED- 1450 RPM, SUCTION- 65 MM, DELIVERY- 40 MM. MAKE - SINTECH | NO |  | 2 | 0
757 | MMSSKM | NS | 2025 | 9783 | S.S. SLEEVE FOR SULPHERED SYRUP PUMP. MODEL- UMHQ 65/32, CAPACITY- 45 M3/HR. MWC-15, MOTOR- 15KW, SPEED 1450 RPM, SUCTION - 125 MM, DELIVERY-65. MAKE - SINTECH | NO |  | 1 | 0
758 | MMSSKM | NS | 2025 | 9790 | S.S. SLEEVE FOR INJECTION PUMP (SMALL), MAKE CPS 200/320, CAPACITY- 450 M3/HR. MWC-17, MOTOR-37 KW. SPEED- 1470 RPM, SUCTION- 250 MM, DELIVERY- 200 MM. MAKE - SINTECH | NO |  | 1 | 0
759 | MMSSKM | NS | 2025 | 9791 | S.S. SLEEVE FORBIG INJECTION PUMP. MODEL- SMF 35/35, CAPACITY- 1200 M3/HR., MWC-17, MOTOR 90 KW, SPEED- 980 RPM, SUCTION- 350 MM, DELIVERY-350 MM. MAKE - SINTECH | NO |  | 2 | 0
760 | MMSSKM | NS | 2025 | 9794 | WEIGHT BALANCING SPRING FOR BIG INJECTION PUMP. MODEL- SMF 35/35, CAPACITY- 1200 M3/HR., MWC-17, MOTOR 90 KW, SPEED- 980 RPM, SUCTION- 350 MM, DELIVERY-350 MM. MAKE - SINTECH | NO |  | 5 | 0
761 | MMSSKM | NS | 2025 | 9795 | SERVICE WATER PUMP. W.O-16/027/05/08, MODEL-SWP 125/32, CAPACITY-200M3/ HR. MWC- 30, SPEED-1450 RPM, SUCTION-150 MM, DELIVERY-125 MM. S.S. SHAFT MAKE - SINTECH | NO |  | 1 | 0
762 | MMSSKM | NS | 2025 | 9796 | S/S/SLEEVE FOR SERVICE WATER PUMP. W.O-16/027/05/08, MODEL-SWP 125/32, CAPACITY-200M3/ HR. MWC- 30, SPEED-1450 RPM, SUCTION-150 MM, DELIVERY-125 MM. MAKE - SINTECH | NO |  | 2 | 0
763 | MMSSKM | NS | 2025 | 9799 | S.S. SHAFT FOR SPRAY PUMP, MODEL- SMF 40/45, CAPACITY- 2600 M3/HR., MOTOR-132KW, SPEED- 980RPM, SUCTION- 450 MM, DELIVERY- 400 MM. MAKE - SINTECH | NO |  | 1 | 0
764 | MMSSKM | NS | 2025 | 9800 | WEIGHT BALANCING SPRING FOR SPRAY PUMP, MODEL- SMF 40/45, CAPACITY- 2600 M3/HR., MOTOR-132KW, SPEED- 980RPM, SUCTION- 450 MM, DELIVERY- 400 MM. . MAKE - SINTECH | NO |  | 5 | 0
765 | MMSSKM | NS | 2025 | 9906 | S.S. SLEEVE FOR SPRAY PUMP, MODEL- SMF 40/45, CAPACITY- 2600 M3/HR., MOTOR-132KW, SPEED- 980RPM, SUCTION- 450 MM, DELIVERY- 400 MM. MAKE - SINTECH | NO |  | 2 | 0
766 | MMSSKM | NS | 2025 | 9854 | RUBBER STATER FOR A-HEAVY HIGH FLOW PUMP, CODE NO- RMAS 611-R1CD3E, CAPACITY- 30M3/HR, BAR-3.50, MOTOR-9.3 KW, RPM- 462 , SUCTION-6INCH, DELIVERY-6INCH. MAKE - ROTO PUMP | NO |  | 8 | 0
767 | MMSSKM | NS | 2025 | 9855 | CARDIAL JOINT FOR A-HEAVY HIGH FLOW PUMP, CODE NO- RMAS 611-R1CD3E, CAPACITY- 30M3/HR, BAR-3.50, MOTOR-9.3 KW, RPM- 462 , SUCTION-6INCH, DELIVERY-6INCH. MAKE - ROTO PUMP | NO |  | 1 | 0
768 | MMSSKM | NS | 2025 | 9858 | HOUSING SHAFT FOR A-HEAVY HIGH FLOW PUMP, CODE NO- RMAS 611-R1CD3E, CAPACITY- 30M3/HR, BAR-3.50, MOTOR-9.3 KW, RPM- 462 , SUCTION-6INCH, DELIVERY-6INCH. MAKE - ROTO PUMP | NO |  | 2 | 0
769 | MMSSKM | NS | 2025 | 9859 | CIRCLEAP FOR A-HEAVY HIGH FLOW PUMP, CODE NO- RMAS 611-R1CD3E, CAPACITY- 30M3/HR, BAR-3.50, MOTOR-9.3 KW, RPM- 462 , SUCTION-6INCH, DELIVERY-6INCH. MAKE - ROTO PUMP | NO |  | 2 | 0
770 | MMSSKM | NS | 2025 | 9861 | SHAFT FOR B-HEAVY HIGH FLOW PUMP, CODE NO- RMAS 581-R1CD3E, CAPACITY- 10M3/HR, BAR-3.50, MOTOR-3.7 KW, RPM-338 , SUCTION-6INCH, DELIVERY-6INCH. MAKE - ROTO PUMP | NO |  | 2 | 0
771 | MMSSKM | NS | 2025 | 9862 | CIRCLIP LOCK FOR B-HEAVY HIGH FLOW PUMP, CODE NO- RMAS 581-R1CD3E, CAPACITY- 10M3/HR, BAR-3.50, MOTOR-3.7 KW, RPM-338 , SUCTION-6INCH, DELIVERY-6INCH. MAKE - ROTO PUMP | NO |  | 4 | 0
772 | MMSSKM | NS | 2025 | 9863 | SHAFT HEAD FOR B-HEAVY HIGH FLOW PUMP, CODE NO- RMAS 581-R1CD3E, CAPACITY- 10M3/HR, BAR-3.50, MOTOR-3.7 KW, RPM-338 , SUCTION-6INCH, DELIVERY-6INCH. MAKE - ROTO PUMP | NO |  | 2 | 0
773 | MMSSKM | NS | 2025 | 9870 | BUSH FOR B-HEAVY HIGH FLOW PUMP, CODE NO- RMAS 581-R1CD3E, CAPACITY- 10M3/HR, BAR-3.50, MOTOR-3.7 KW, RPM-338 , SUCTION-6INCH, DELIVERY-6INCH. MAKE - ROTO PUMP | NO |  | 3 | 0
774 | MMSSKM | NS | 2025 | 9872 | CARDIAL JOINT FOR B-HEAVY HIGH FLOW PUMP, CODE NO- RMAS 581-R1CD3E, CAPACITY- 10M3/HR, BAR-3.50, MOTOR-3.7 KW, RPM-338 , SUCTION-6INCH, DELIVERY-6INCH. MAKE - ROTO PUMP | NO |  | 4 | 0
775 | MMSSKM | NS | 2025 | 9874 | SEAL RING FOR B-HEAVY HIGH FLOW PUMP, CODE NO- RMAS 581-R1CD3E, CAPACITY- 10M3/HR, BAR-3.50, MOTOR-3.7 KW, RPM-338 , SUCTION-6INCH, DELIVERY-6INCH. MAKE - ROTO PUMP | NO |  | 2 | 0
776 | MMSSKM | NS | 2025 | 9875 | SLEEVE RING FOR B-HEAVY HIGH FLOW PUMP, CODE NO- RMAS 581-R1CD3E, CAPACITY- 10M3/HR, BAR-3.50, MOTOR-3.7 KW, RPM-338 , SUCTION-6INCH, DELIVERY-6INCH. MAKE - ROTO PUMP | NO |  | 4 | 0
777 | MMSSKM | NS | 2025 | 9876 | ROTOR SHAFT FOR B-HEAVY HIGH FLOW PUMP, CODE NO- RMAS 581-R1CD3E, CAPACITY- 10M3/HR, BAR-3.50, MOTOR-3.7 KW, RPM-338 , SUCTION-6INCH, DELIVERY-6INCH. MAKE - ROTO PUMP | NO |  | 2 | 0
778 | MMSSKM | NS | 2025 | 9884 | END COVER, PART NO. 52 FOR HIGH FLOW PUMP, CODE No. RMAS 581-R1CD3E, CAPACITY - 10M3/HR, MAKE - ROTO PUMP LTD. | NO |  | 3 | 0
779 | MMSSKM | NS | 2025 | 9885 | STATOR FOR B-HEAVY HIGH FLOW PUMP, CODE NO- RMAS 581-R1CD3E, CAPACITY- 10M3/HR, BAR-3.50, MOTOR-3.7 KW, RPM-338 , SUCTION-6INCH, DELIVERY-6INCH. MAKE - ROTO PUMP | NO |  | 10 | 0
780 | MMSSKM | NS | 2025 | 9886 | TIE ROD FOR B-HEAVY HIGH FLOW PUMP, CODE NO- RMAS 581-R1CD3E, CAPACITY- 10M3/HR, BAR-3.50, MOTOR-3.7 KW, RPM-338 , SUCTION-6INCH, DELIVERY-6INCH. MAKE - ROTO PUMP | NO |  | 6 | 0
781 | MMSSKM | NS | 2025 | 9888 | BEARING SPACER FOR B-HEAVY HIGH FLOW PUMP, CODE NO- RMAS 581-R1CD3E, CAPACITY- 10M3/HR, BAR-3.50, MOTOR-3.7 KW, RPM-338 , SUCTION-6INCH, DELIVERY-6INCH. MAKE - ROTO PUMP | NO |  | 2 | 0
782 | MMSSKM | NS | 2025 | 9891 | CARDIAL JOINT FOR FINAL MOLASSES HIGH FLOW PUMP, CODE NO- RMAS 602 -R1CD3A, CAPACITY- 11.2 M3/HR, MAKE - ROTO PUMP | NO |  | 4 | 0
783 | MMSSKM | NS | 2025 | 9895 | ROTOR SHAFT FOR FINAL MOLASSES HIGH FLOW PUMP, CODE NO- RMAS 602 -R1CD3A, CAPACITY- 11.2 M3/HR, MAKE - ROTO PUMP | NO |  | 1 | 0
784 | MMSSKM | NS | 2025 | 9896 | HOUSING SHAFT FOR FINAL MOLASSES HIGH FLOW PUMP, CODE NO- RMAS 602 -R1CD3A, CAPACITY- 11.2 M3/HR, MAKE - ROTO PUMP | NO |  | 1 | 0
785 | MMSSKM | NS | 2025 | 9897 | CIRCLEAP FOR FINAL MOLASSES HIGH FLOW PUMP, CODE NO- RMAS 602 -R1CD3A, CAPACITY- 11.2 M3/HR, MAKE - ROTO PUMP | NO |  | 10 | 0
786 | MMSSKM | NS | 2025 | 10461 | RUBBER STATER FOR B-HEAVY HIGH FLOW PUMP, CODE NO- RMAS 581-R1CD3E, CAPACITY- 15M3/HR, BAR-3.50, MOTOR-5.5 KW, RPM- 462 , SUCTION-6INCH, DELIVERY-6INCH. ,MAKE - ROTO PUMPS | NO |  | 10 | 0
787 | MMSSKM | NS | 2025 | 10462 | L.P DOSING PUMP,CAPACITY - 100 LTR/HR,PRESSURE - 5 KG/CM2,WITH MOTOR - 0.5 HP AND ALLACCESSORIES,MAKE - POSITIVE METRING/MILTON ROY/ROTO PUMPS | Set |  | 2 | 0
788 | MMSSKM | NS | 2025 | 10463 | H.P DOSING PUMP,CAPACITY - 57 LTR/HR,PRESSURE - 91 KG/CM2,WITH MOTOR - 20 HPAND ALL ACCESSORIES ,MAKE - POSITIVE METRING/MILTON ROY/ROTO PUMPS | Set |  | 2 | 0
789 | MMSSKM | NS | 2025 | 9913 | TURBINE OIL COOLER HEAT EXCHANGER SIZE 040118100, TYPE - ST-BEM, S.R. NO 21364, CAPACITY - 120 GSM, DESIGN PRESSOUR - SHELL SIDE - 9 KG PER CM SQR @ 100 DIGREE CENTIGRAGE TUBE SIDE - DESIGN PRESSOUR - 6KG PER CM SQR @ 100 DIGREE CENTIGRADE , WITH 320 COPPER TUBE ID - 14MM, OD - 17MM, THICKNEES - 1.5MM, TUBE LENGTH 2630 CM WITH INSTALATION, TESTING & TRAIL MAKE - UTTAM/ESKAY HEAT TRANSFERS PVT LTD/SUNRISE/MULTITECH ENGINEERS | Set |  | 1 | 0
790 | MMSSKM | NS | 2025 | 9914 | MILL HOUSE OIL COOLER, MODEL- SEC 50, CAPACITY- 50 LPM, HEAT LOAD- 800 BTU, SHELL SIDE - WORKING PRESSURE-5KG/CM2, TEST PRESSURE- 10KG/CM2, END CONN-1INCHNB, TUBE SIDE- WORKING PRESSURE- 3KG/CM2, TEST PRESSURE- 7-5KG/CM2, END CONN- 1.25INCH NB WITH INSTALATION, TESTING & TRAIL MAKE - UTTAM/MULTITECH ENGIEERS/SUNRISE/ESKAY HEAT TRANSFERS PVT LTD | NO |  | 1 | 0
791 | MMSSKM | NS | 2025 | 10078 | PREMIUM GEAR BOX - C.NO. 160808, TYPE-U800, RATIO-40:1R, S.NO.-2RF 108370 MAKE - PREMIUM TRANSMISSION / KAVITSU | NO |  | 1 | 0
792 | MMSSKM | NS | 2025 | 10079 | PLANETRY GEAR BOX FOR PAN VACUME CRYSTALLIZER - CODE NO. - L-112/5009CH/1454, SNO. - 11080524, MOTOR - 5HP, RPM 1440 MAKE- KAVITSU/ PREMIUM TRANSMISSION | NO |  | 1 | 0
793 | MMSSKM | NS | 2025 | 10080 | PLANETRY GEAR BOX FOR PAN VACUME CRYSTALLIZER - CODE NO. - S-112/5009CH/1454, SNO. - 11080532, MOTOR - 5HP, RPM 1440 MAKE- KAVITSU / PREMIUM TRANSMISSION | NO |  | 1 | 0
794 | MMSSKM | NS | 2025 | 10124 | REPLACEMENT/REFILLING OF OLD ,DAMAGE AND EXPIRED FIRE EXTINGUISHER CO2 FIRE EXTINGUISHER 4.5 KG ,MAKE: DETECT FIRE/SWIPE FIRE/SAFEPRO | NO |  | 15 | 0
795 | MMSSKM | NS | 2025 | 10126 | REPLACEMENT/REFILLING OF OLD ,DAMAGE AND EXPIRED FIRE EXTINGUISHER CO2 FIRE EXTINGUISHER 6 KG, MAKE: DETECT FIRE/SWIPE FIRE/SAFEPRO | NO |  | 15 | 0
796 | MMSSKM | NS | 2025 | 10128 | REPLACEMENT/REFILLING OF OLD ,DAMAGE AND EXPIRED FIRE MODULAR AUTOMATIC FIRE EXTINGUISHER WATERMIST 50 LTR,MAKE: DETECT FIRE/SWIPE FIRE/SAFEPRO | NO |  | 6 | 0
797 | MMSSKM | NS | 2025 | 10130 | REPLACEMENT/REFILLING OF OLD ,DAMAGE AND EXPIRED FIRE MAP 90 ABC FIRE EXTINGUISHER 9 KG , MAKE: DETECT FIRE/SWIPE FIRE/SAFEPRO | NO |  | 10 | 0
798 | MMSSKM | NS | 2025 | 10131 | REPLACEMENT/REFILLING OF OLD ,DAMAGE AND EXPIRED FIRE MAP 90 ABC FIRE EXTINGUISHER 6 KG, MAKE: DETECT FIRE/SWIPE FIRE/SAFEPRO | NO |  | 10 | 0
799 | MMSSKM | NS | 2025 | 10132 | REPLACEMENT/REFILLING OF OLD ,DAMAGE AND EXPIRED FIRE MAP 50 AB C 10 KG, MAKE: DETECT FIRE/SWIPE FIRE/SAFEPRO | NO |  | 10 | 0
800 | MMSSKM | NS | 2025 | 10145 | DRIERER FOR AIR COMPRESSOR CAPACITY- 339 CFM, MAX WORKING PRESSURE- 13 BAR, TECHNOLOGY- REFRIGERENT DRYER, PDP- +3 TO +7 DEG C, POWER SUPPLY- 230 V, +/- 10%- 1 PH- 50 HZ +/- 5% VOLT- PH-HZ, WITH INSTALATION, MAKE- IR/ ATLAS COPCO/ ELGI | NO |  | 1 | 0
801 | MMSSKM | NS | 2025 | 10457 | B-HEAVY HIGH FLOW PUMP, CODE NO- RMAS 581-R1CD3E, CAPACITY- 15M3/HR, BAR-3.50, MOTOR-5.5 KW, RPM- 462 , SUCTION-6INCH, DELIVERY-6INCH. NEW PUMP WITH PULLY AND MOTOR COMPLETE.SET - MAKE - RISANSI/PAL ENTERPRISES/TECKNO | Set |  | 1 | 0
802 | MMSSKM | NS | 2025 | 10460 | RUBBER STATER FOR B-HEAVY HIGH FLOW PUMP, CODE NO- RMAS 581-R1CD3E, CAPACITY- 15M3/HR, BAR-3.50, MOTOR-5.5 KW, RPM- 462 , SUCTION-6INCH, DELIVERY-6INCH. NEW PUMP WITH PULLY AND MOTOR COMPLETE.SET MAKE - RISANSI/PAL ENTERPRISES/TECKNO | NO |  | 6 | 0
803 | MMSSKM | NS | 2025 | 10466 | SIGNAL CABLE 1.5 mm2 ,1 PAIR ARMOURED SHIELDED ,MAKE- RASHI/POLICAB | MTR |  | 200 | 0
804 | MMSSKM | NS | 2025 | 10467 | SIGNAL CABLE 1.5 mm2 ,2 PAIR ARMOURED SHIELDED ,MAKE- RASHI/POLICAB | MTR |  | 200 | 0
805 | MMSSKM | NS | 2025 | 10468 | SIGNAL CABLE 1.5 mm2 ,6 PAIR ARMOURED SHIELDED ,MAKE- RASHI/POLICAB | MTR |  | 200 | 0
806 | MMSSKM | NS | 2025 | 10469 | SIGNAL CABLE 1.5 mm2 ,8 PAIR ARMOURED SHIELDED ,MAKE- RASHI/POLICAB | MTR |  | 200 | 0
807 | MMSSKM | NS | 2025 | 10470 | SIGNAL CABLE 1.5 mm2 ,12 PAIR ARMOURED SHIELDED ,MAKE- RASHI/POLICAB | MTR |  | 200 | 0
808 | MMSSKM | NS | 2025 | 10471 | CONTROL CABLE 1.5 mm2 , 3 CORE ARMOURED SHIELDED ,MAKE- RASHI/POLICAB | MTR |  | 200 | 0
809 | MMSSKM | NS | 2025 | 10472 | COMPENSATING CABLE, K TYPE 1.5 MM2 ,1 PAIR ARMOURED SHIELDED ,MULTI STRANDS, K Type COMPENSATING CABLE ,MAKE- RASHI/POLICAB | MTR |  | 100 | 0
810 | MMSSKM | NS | 2025 | 10473 | COMPENSATING CABLE, K TYPE 1.5 MM2 ,2 PAIR ARMOURED SHIELDED ,MULTI STRANDS, K Type COMPENSATING CABLE ,MAKE- RASHI/POLICAB | MTR |  | 200 | 0
811 | MMSSKM | NS | 2025 | 10474 | COMPENSATING CABLE, J TYPE 1.5 MM2 ,1 PAIR ARMOURED SHIELDED ,MULTI STRANDS, J Type COMPENSATING CABLE ,MAKE- RASHI/POLICAB | MTR |  | 200 | 0
812 | MMSSKM | NS | 2025 | 10475 | COMPENSATING CABLE, J TYPE 1.5 MM2 ,2 PAIR ARMOURED SHIELDED ,MULTI STRANDS, J Type COMPENSATING CABLE ,MAKE- RASHI/POLICAB | MTR |  | 200 | 0
813 | MMSSKM | NS | 2025 | 10169 | ONLINE UPS POWER BANK 3 KVA WITH INSTALATION , 1 PHASE OUTPUT VOLTS- 220, FREQ- 50, AMPS- 27.3, 1 PHASE INPUT VOLTS- 220, FREQ- 50, AMPS- 38, BYPASS INPUT VOLTS- 220, FREQ- 50, AMPS- 27.3, COMPLETE SET WITH BATTERY 42AH 12VDC AND BATTERY STAND, MAKE- SCHNIEDER/ VERTIV/ ACP/ MICROTECH. | Set |  | 2 | 0
814 | MMSSKM | NS | 2025 | 8571 | ONLINE UPS POWER BANK 6 KVA WITH INSTALATION 1 PHASE OUTPUT VOLTS- 220, FREQ- 50, AMPS- 27.3, 1 PHASE INPUT VOLTS- 220, FREQ- 50, AMPS- 38, BYPASS INPUT VOLTS- 220, FREQ- 50, AMPS- 27.3, COMPLETE SET WITH BATTERY 180AH 12VDC AND BATTERY STAND, MAKE- SCHNIEDER/ VERTIV/ ACP/ MICROTECH | Set |  | 2 | 0
815 | MMSSKM | NS | 2025 | 9683 | SERVO 46 T OR EQUIVALENT MAKE - BPCL/HPCL/IOCL | litre |  | 1050 | 0
816 | MMSSKM | NS | 2025 | 9685 | SERVO MESH - 85 OR EQUIVALENT MAKE - BPCL/HPCL/IOCL | litre |  | 6000 | 0
817 | MMSSKM | NS | 2025 | 9687 | SERVO MESH - 120 OR EQUIVALENT MAKE - BPCL/HPCL/IOCL | litre |  | 100 | 0
818 | MMSSKM | NS | 2025 | 9691 | SERVO MESH - SP 150 OR EQUIVALENT MAKE - BPCL/HPCL/IOCL | litre |  | 200 | 0
819 | MMSSKM | NS | 2025 | 9692 | SERVO MP3/EP2 GREASE OR EQUIVALENT MAKE - MAKE - BPCL/HPCL/IOCL | KG |  | 200 | 0
820 | MMSSKM | NS | 2025 | 10482 | SERVO MESH - 320 OR EQUIVALENT MAKE - BPCL/HPCL/IOCL | litre |  | 2500 | 0
821 | MMSSKM | NS | 2025 | 350003 | Servo system 68 OR EQUIVALENT MAKE- BPCL/HPCL/IOCL | litre |  | 860 | 0
822 | MMSSKM | NS | 2025 | 8787 | AMC OF D.G.SETS. 625 KVA / UTA-25-G5-1 SERVICE P.A. MAKE INCHCUMINSINCH JAKSON MAKE - CUMMINS JACKSON | NO |  | 1 | 0
823 | MMSSKM | NS | 2025 | 8788 | AMC OF D.G.SETS. 320 KVA / NTA-855-G2-1 SERVICE P.A. MAKE - CUMMINS JACKSON | NO |  | 1 | 0
824 | MMSSKM | NS | 2025 | 8789 | AMC OF D.G.SETS 125 KVA / 6BTAA S-9-G3 SERVICE P.A. . MAKE - CUMMINS JACKSON | NO |  | 1 | 0
825 | MMSSKM | NS | 2025 | 8790 | AMC OF D.G.SETS 25 KVA SX - 3 SERVICE P.A. MAKE - CUMMINS JACKSON | NO |  | 1 | 0
826 | MMSSKM | NS | 2025 | 8791 | TRANSFORMER OIL FILTRATION -1250 LTR, OIL BDV TESTING UPTO 60 KV, SHORTAGE OIL FILLING ,WITH TEATING AND TRAIAL COMPLETE JOB. 2500 KVA MAKE - VOLTAMP | NO |  | 2 | 0
827 | MMSSKM | NS | 2025 | 8792 | AMC FOR SERVICING ,TESTING AND TRIAL OF TRANSFORMER COMPLETE JOB. 2500 KVA 2500 KVA MAKE - VOLTAMP | NO |  | 2 | 0
828 | MMSSKM | NS | 2025 | 8793 | FOR PAINTING OF TRANSFORMER COMPLETE JOB. 2500 KVA MAKE - VOLTAMP | NO |  | 2 | 0
829 | MMSSKM | NS | 2025 | 8794 | TRANSFORMER OIL FILTRATION -1000 LTR, OIL BDV TESTING UPTO 60 KV, SHORTAGE OIL FILLING , COMPLETE JOB. 1500 KVA MAKE - VOLTAMP | NO |  | 2 | 0
830 | MMSSKM | NS | 2025 | 8795 | AMC FOR SERVICING ,BUSHING,TESTING AND TRIAL OF TRANSFORMER COMPLETE JOB. 1500 KVA MAKE - VOLTAMP | NO |  | 1 | 0
831 | MMSSKM | NS | 2025 | 8796 | FOR PAINTING OF TRANSFORMER COMPLETE JOB. 1500 KVA MAKE - VOLTAMP | NO |  | 2 | 0
832 | MMSSKM | NS | 2025 | 10912 | AMC FOR SERVICING ,TESTING AND TRIAL OF TRANSFORMER COMPLETE JOB WITH TAPE CHANGER CAPACITY-. 5000 KVA ,VOLT-33000,LV-11000,CURRENT HV- 87.47 A,LV - 262.43 A,PHASE - HV - 3,LV - 3, MAKE - VOLTAMP | NO |  | 1 | 0
833 | MMSSKM | NS | 2025 | 8803 | AMC SERVICING OF TRIVENI TURBINE AND ALTERNATOR ,SEASON/OFF SEASON | NO |  | 1 | 0
834 | MMSSKM | NS | 2025 | 112 | Sulphur Bright yellow granular sulphur : * Purity - 99.90 % * Ash % - Less than 0.06 % * Moisture - Less than 0.05 % * Arsenic - Less than 0.05 % * Bituminous - Less than 0.05 % * Free from dust and Selenium MAKE - RELIANCE AND AS PER SPECIFICATION TEST CERTIFICATE REQUIRED ON DELIVERY TIME, NOTE :- AUTHORIZED LETTER NOT REQUIRED IN TENDER BUT MUST TO BE EXPERIENCE CERTIFICATE OF SULPHUR SUPPLY IN SUGAR FACTORY (SULPHUR PURCHASE ORDER OF ANY SUGAR FACTORY IN INDIA WILL BE CONSIDER AS EXPRIENCE CERTIFICATE) IT SHOULD BE PACKED IN 50 KG. BAGS | M.T. |  | 120 | 0
835 | MMSSKM | NS | 2025 | 111 | Lime (Burnt Lime), CaO Content - 85% (Min.), Silica Free Packed in Polythene Bags Dust - 1% (Max.) Unburnt Max - 1.5% performance Required. 1. Test certificate from outside Laboratory should be approved from ISO 45001,14001 & 9001 certified. 2. Test Laboratory ISO certificate registration should be enclosed. 3. Test Laboratory should be a member of IAF. 4. Test Laboratory should have QMS certification and should be EGAC accrediated. 5.Test Laboratory should be NABL accrediated lab. 6. Material safety declaration from manufacturer. 7. Non Banning- De Listing Certificate. Rajasthan Lime (Only Manufacturer) | M.T. |  | 400 | 0
836 | MMSSKM | NS | 2025 | 3513 | S.S. SCREEN FOR VACUEM FILTER 12X24 INCH S.S Screen for vacuume filter Size-12 Inch X 24 Inch s.s perforated screen made off AISI quality for raotatory vacuume filter size-12 Inch X 24 Inch Screen Specification Size-3800 mm length X 510 mm width X 35 mm border No. of Holes per Sq. Inch-600 no. Dia of holes- 0.05 mm Make -National Micro Filters/ Goel Tradelines/Fine Perforators | NO |  | 48 | 0
837 | MMSSKM | NS | 2025 | 2446 | Heavy Duty Flaxible Shaft 19 mm Inner Core Made of Spring Steel Wire & 35 mm Dia. Outer Core Made of Galvanised Steel Wire Length - 10 Mtrs. With Hand Piece Complete Make - Dimond Engineering/N.F Engineering/ S.J Industries | NO |  | 20 | 0
838 | MMSSKM | NS | 2025 | 2447 | Heavy Duty Flaxible Shaft Length - 12 Mtrs. Make - Dimond Engineering/N.F Engineering/ S.J Industries | NO |  | 20 | 0
839 | MMSSKM | NS | 2025 | 360063 | Turck Head Steel Wire Brush - 100 mm Make - Dimond Engineering/N.F Engineering/ S.J Industries | NO |  | 200 | 0
840 | MMSSKM | NS | 2025 | 5027 | Nipple B.S.P Thread For Shaft Inner Dia - 19 mm Outer Dia - 21mm Make - Dimond Engineering/N.F Engineering/ S.J Industries | NO |  | 200 | 0
841 | MMSSKM | NS | 2025 | 360062 | Heavy Duty Tool Head Cutter Jet Tool Bevel Type 15 Rollers (12 Straight + 3 Bevel) Female Threaded Suitable For S.S. I.D. Tubes Dia - 42.5 mm Make - Dimond Engineering/N.F Engineering/ S.J Industries | NO |  | 600 | 0
842 | MMSSKM | NS | 2025 | 360061 | Turck Head Steel Wire Brush 42.5 mm Make - Dimond Engineering/N.F Engineering/ S.J Industries | NO |  | 500 | 0
843 | MMSSKM | NS | 2025 | 9259 | 21 INCH IPS EDGELESS MONITOR WITH INBUILT SPEAKER MAKE HP/DELL | NO |  | 6 | 0
844 | MMSSKM | NS | 2025 | 4990 | ADAPTER 5V 9V 12V 1A MAKE ERD | NO |  | 12 | 0
845 | MMSSKM | NS | 2025 | 9271 | CANON PRINTER LBP6030W WIFI MONOCHROME PRINTER | NO |  | 2 | 0
846 | MMSSKM | NS | 2025 | 10578 | CAT6 CABLE UTP INDOOR MAKE CP PLUS | BOX |  | 4 | 0
847 | MMSSKM | NS | 2025 | 10579 | CAT6 CABLE UTP OUTDOOR BLACK MAKE CP PLUS | BOX |  | 2 | 0
848 | MMSSKM | NS | 2025 | 4257 | DATA CABLE 9 PIN MAKE DLINK/DIGISOL | PER PIECE |  | 4 | 0
849 | MMSSKM | NS | 2025 | 1719 | DATA CABLE LPT MAKE DLINK/DIGISOL | NO |  | 5 | 0
850 | MMSSKM | NS | 2025 | 8994 | DESKTOP i314th GEN 8GB RAM 512 GB SSD WIN 11 HOME WITH LICENSE ALSO MS OFFICE WITH LICENSE 21 INCH INBUILT SPEAKER IPS EDEGELESS MONITOR ALL ACCESSORIES KEYBOARD AND MOUSE MAKE HPLENOV/DELL | Set |  | 1 | 0
851 | MMSSKM | NS | 2025 | 9158 | DESKTOP i514th GEN 16GB RAM 1 TB SSD WIN 11 HOME WITH LICENSE ALSO MS OFFICE WITH LICENSE24 INCH INBUILT SPEAKER IPS EDEGELESS MONITOR ALL ACCESSORIES KEYBOARD AND MOUSE MAKE HP/DELL | Set |  | 1 | 0
852 | MMSSKM | NS | 2025 | 9248 | DESKTOP i714th GEN 16GB RAM 1 TB SSD WIN 11 HOME WITH LICENSE ALSO MS OFFICE WITH LICENSEWITH UPS AND 27 INCH INBUILT SPEAKER IPS EDEGELESS MONITOR ALL ACCESSORIES KEYBOARD AND MOUSE MAKE HP/DELL | Set |  | 1 | 0
853 | MMSSKM | NS | 2025 | 6199 | DLINK 5 PORT GIGA SWITCH MAKE DLINK | PER PIECE |  | 5 | 0
854 | MMSSKM | NS | 2025 | 6729 | DLINK 8 PORT GIGA SWITCH DES1008A MAKE DLINK | PER PIECE |  | 6 | 0
855 | MMSSKM | NS | 2025 | 4991 | DLINK PATCH CARD 1M MAKE DLINK | NO |  | 10 | 0
856 | MMSSKM | NS | 2025 | 8352 | LAN TESTER DIGITAL WIRE TRACKERWITH VOICE TESTER RJ11 RJ 45 LAN FINDER CABLE TESTER FOR NETWORK LAN ETHERNET CABLE COLLATION PHONE TELEPHONE LAN TESTERWITH 2X 9V MAKE COOLCOLD | NO |  | 1 | 0
857 | MMSSKM | NS | 2025 | 8356 | MEDIA CONVERTER M6123S FOR INDUSTRIAL USE 20 KM GIGA MAKE DIGISOLE/DLINK/TPLINK | NO |  | 14 | 0
858 | MMSSKM | NS | 2025 | 8354 | PUNCH DOWN TOOLS CRONE TOOL RJ45 WIRE CUTTER TOOL KIT CAT5 E CAT 6 50PCS RJ45 PUNCH DOWN CUTTER PASS THOUGH TOOL KIT MAKE COOLCOLD | NO |  | 1 | 0
859 | MMSSKM | NS | 2025 | 8164 | RJ 45 CONNECTORS DIGISOL MAKE DIGISOL | pack |  | 2 | 0
860 | MMSSKM | NS | 2025 | 1758 | TVS DMP PRINTER MSP 270 STAR MAKE TVS | NO |  | 3 | 0
861 | MMSSKM | NS | 2025 | 1760 | TVSE DMP 270 PRINTER CORTRIDGE W250 80 MAKE TVS | NO |  | 300 | 0
862 | MMSSKM | NS | 2025 | 8355 | UPS 600VA MAKE INTEX/V GUARD | NO |  | 5 | 0
863 | MMSSKM | NS | 2025 | 7665 | WIRELESS ROUTER GIGA SERIES MAKE DLINK/TENDA/TPLINK | NO |  | 1 | 0
864 | MMSSKM | NS | 2025 | 9255 | EXTERNAL SSD 2 TB MAKE SAMSUNGWDTOSHIBASANDISKSEAGATE | NO |  | 2 | 0
865 | MMSSKM | NS | 2025 | 8160 | HARD DISK 4TB MAKE SEAGATEWDTOSHIBA | NO |  | 1 | 0
866 | MMSSKM | NS | 2025 | 10587 | HARD DISK SATA 10 TB MAKE SEAGATEWDTOSHIBA | NO |  | 1 | 0
867 | MMSSKM | NS | 2025 | 6415 | HARD DISK SATA 2TB MAKE SEAGATEWDTOSHIBA | NO |  | 2 | 0
868 | MMSSKM | NS | 2025 | 6728 | HDMI CABLE 10M 5 Metes MAKE HP/DELL | PER PIECE |  | 3 | 0
869 | MMSSKM | NS | 2025 | 7477 | HP 24 IPS LED MONITOR 24 MH MAKE HP/DELL | PER PIECE |  | 1 | 0
870 | MMSSKM | NS | 2025 | 6198 | KEY BOARD AND MOUSE COMBO MK 200 MAKE LOGITECH/HP/DELL | PER PIECE |  | 5 | 0
871 | MMSSKM | NS | 2025 | 300175 | KEYBOARD WITH MOUSE 314 MK200 WIRELESS KEYBOARDMOUSE | NO |  | 3 | 0
872 | MMSSKM | NS | 2025 | 7189 | POWER CABLE FOR CPU MONITOR AND PRINTER MAKE HP/DEL/ASUS | NO |  | 5 | 0
873 | MMSSKM | NS | 2025 | 2490 | GIGA SWITCH WITH GIGA UPLINK 4937 4 PORT MAKE I SMART/DLINK/CPPLUS | NO |  | 3 | 0
874 | MMSSKM | NS | 2025 | 4077 | 5 MTR UTP PATCH CORDS MAKE CPPLUS/DLINK/IBALL | NO |  | 10 | 0
875 | MMSSKM | NS | 2025 | 300171 | POE GIGA SERIES SWITCH 8 PORT 1000MBPS MAKE CPPLUS/ISMART | NO |  | 10 | 0
876 | MMSSKM | NS | 2025 | 4078 | 3 MTR UTP PATCH CORDS MAKE CPPLUS/DLINK/IBALL | NO |  | 15 | 0
877 | MMSSKM | NS | 2025 | 10586 | KEY BOARD AND MOUSE COMBO MAKE PUNTAINTEX | NO |  | 10 | 0
878 | MMSSKM | NS | 2025 | 1568 | CANON TONER CARTRIDGE LBP 2900 MAKE - CANON | NO |  | 7 | 0
879 | MMSSKM | NS | 2025 | 10582 | AMC FOR CCTV CAMERAS, LAN, OPTICLE FIBER MAINTANANCE IN FACTORY PREMISES (2.5 km) IP MAKE- CPPLUS/DAHUA/SECURE THE PLANNED MAINTENANCE: 1- Fault repair including all parts and components of the CCTV cameras. 2- Cameras lenses, interconnecting Cables and wiring, power adopters. 3- Cameras mounting ports , conduits and protective covers . 4- Power supply to camera sites from the Electricity company cut outs. 5- Change of power suppy /Adopter , if needed 6- The planned preventive maintenance and fault repair of any requirement located outside the cctv control room 7- Lan Maintenance all 12th network stations 8- Optical Fiber Maintenance network in factory premises (2.5 km) BREAKDOWN MAINTENANCE: It includes ,supply of required parts and components of the control room equipment ,NVR , interconnecting cabling and wiring, Lan optical fiber resolve in two hours because our in season our factory run 24/7 . REPAIR OF ANY DEFECTS: The service provider will be required to carry out any defects repairs and undertake a full preventive maintenance service at the commencement of the maintenance contract so the all the defects are repaired and the system is returned to the optimum operating performance. | NO |  | 1 | 0
880 | MMSSKM | NS | 2025 | 10581 | AMC/CMC for Pre-owned Products - AMC for Boom Barrier, Annual Maintenance Contract (AMC) For 1 year MAKE - ZKTECH Gate & Barrier maintenance contract: • Regulation compliance - Ensure your gate & barrier system is working efficiency, safely and complies with all HSA Regulations reducing the risk of injury • Increase the lifespan of the gate & barrier system • Breakdowns and expenditure costs on parts is reduced due to continuous Preventative Maintenance • Boom Sensors & ZKBio CV Security software Maintenance • Inbio Controller Maintenance For smooth working of Boom Barrier. Preventative Maintenance - What's included: • Full service, test and maintenance check where faulty parts identified can be repaired or replaced • Full lubrication of all mechanical parts • Circuitry cleansing of dust and insects • Hardware adjustment on rollers where applicable • Hardware adjustment on hinges where applicable • Complete diagnostic system health check of safety devices For five ZKTech Boom Barier | NO |  | 1 | 0

## REFERENCE
Department Name | Code | SOR Name | SOR | UOM Name | UOM Code | false175247
36 Incubation Center (AIC 36Inc) Chhattisgarh(36INC) | 36INC | PHE | PHE | Percentage | %
ASSISSTANT COMMISSIONAR TRIBAL DEVELOPMENT NARAYANPUR C.G(ACTDN) | ACTDN | PHED | PHED1 | % of Cost of Bridge (excluding Maintenance) sanctioned by competent authority | % of Cost of Bridge (excluding Maintenance) sanctioned by competent authority
Assistant commissioner tribal department Dantewada(ACTDD) | ACTDD | RES_BUILDING | RESBDG | Per mile | %O
Atal Bihari Vajpayee Vishvavidyalaya,Bilaspur Chhattisgarh(ABVVBC) | ABVVBC | NON DSR BUILDING 2018 | NON DSR BUILDING | 1 Job | 1 Job
Balod District Urban Public Service Society(BALDUPSS) | BALDUPSS | BRIDGE | PWD_BRIDGE | 1000 no. | 1000 no.
Baloda Bazar District Urban Public Service Society(BBDUPSS) | BBDUPSS | DSR BUILDING 2016 | DSR BUILDING | 1000 piece | 1000 piece
Balrampur District Urban Public Service Societ(BPDUPSS) | BPDUPSS | NON SOR | NS | 1000No. | 1000No.
Bastar District Urban Public Service Society(BASTARJUPS) | BASTARJUPS | CPWD DSR 2016 | CPWD DSR 2016 | Print | 123
Bastar Urban Public Service Society (BSTUPSS) | BSTUPSS | PWD ROAD | PWD ROAD | Per Diem Rate | 1234
Bemetara District Urban Public Service Society(BEMDUPSS) | BEMDUPSS | WRD | WRD | MAN DAYS | 12345
Bhoramdev Sahakari Sugar Production Factory-Kabirdham(BSSPFK) | BSSPFK | ELECTRIC | ELECT | 1 Box | 1B
Bijapur District Urban Public Service Society(BIJAPURUPS) | BIJAPURUPS | PMGSY SOR | PMGSY | 1 Piece | 1P
Bilaspur District Urban Public Service Society(BJUPSS) | BJUPSS | Creda SOR | CREDA_SOR | 1 Strip | 1S
Bilaspur Smart City Limited(BSCL) | BSCL | PWD BUILDLING | PWD BLD | 1 Tube | 1T
Bilaspur Urban Public Service Society (BSPUPSS) | BSPUPSS | DSR ELECTRICAL 2016 | DSR ELECTRICAL | PRINT | 678
CG Building and other Construction workers welfare Board (CGBOCW) | CGBOCW |  |  | Siemens Per meter | A/V
Chhattisgarh Academy of Administration Nimora Raipur(CAOANR) | CAOANR |  |  | Acre | ACR
Chhattisgarh Board of Secondary Education(CBOSE) | CBOSE |  |  | AMC | AMC
Chhattisgarh Council of Science &amp; Technology(CCST) | CCST |  |  | AMPOULE | AMP
Chhattisgarh Department of Agriculture (CGDA) | CGDA |  |  | Price Should be quoted as per SKU in Aneexure-I of Tender Document | APT
CHHATTISGARH ENVIRONMENT CONSERVATION BOARD(CECB) | CECB |  |  | As per Tender | APT1
Chhattisgarh Government Labour Department(CGLD) | CGLD |  |  | Single Rate (1 Tablet/1 capsule/1 Amp/1 Vial /1 Bottle/1 Kit/1 Test Kit) | APT2
Chhattisgarh Handicraft Board (CGHCB) | CGHCB |  |  | Activity unit | AU
Chhattisgarh High Court, Bilaspur (CGHC) | CGHC |  |  | Bag | BAG
Chhattisgarh Housing Board (CGHB) | CGHB |  |  | barrel | barrel
Chhattisgarh Infotech Promotion Society (CHiPS) | CHiPS |  |  | Batch | Batch
Chhattisgarh Kamdhenu Vishwavidyalaya(CGKV) | CGKV |  |  | BHQ | BHQ
Chhattisgarh Khadi &amp; Village Industries Board(CGKVIB) | CGKVIB |  |  | Book | BK
Chhattisgarh livestock development Agency(CLDA) | CLDA |  |  | BOTTLE | BOT
Chhattisgarh Medical Services Corporation Ltd. (CGMSC) | CGMSC |  |  | Box | BOX
Chhattisgarh Mineral Development Corporation Ltd(CMDC) | CMDC |  |  | Gallons per hour (US) | BPH
Chhattisgarh Police Housing Corporation Ltd (CGPHC) | CGPHC |  |  | Brass | Brass
Chhattisgarh Railway Corporation Ltd(CRCL) | CRCL |  |  | Billing Rate Per Month | BRM
Chhattisgarh Rajya Beej Evam Krishi Vikas Nigam (CGRBEKVN) | CGRBEKVN |  |  | Bottle | BT
Chhattisgarh Rajya Sahakari Bank Mydt(CRSBM) | CRSBM |  |  | Bundle | Bundle
Chhattisgarh Regional Science Centre Society(CRSCS) | CRSCS |  |  | Cubic sentimeter /second | C3S
Chhattisgarh Road Development Corporation Limited(CGRDC) | CGRDC |  |  | Canister | CAN
Chhattisgarh State Civil Supplies Corp. Limited (SCSC) | SCSC |  |  | Carton | CAR
Chhattisgarh State Co-Operative Marketing Federation Limited(CGMARKFED) | CGMARKFED |  |  | Cubic Centimeter | CCM
Chhattisgarh State Cooperative Dairy Federation Ltd.(CGCDF) | CGCDF |  |  | Cubic decimeter | CD3
Chhattisgarh State Election Commission(CSEC) | CSEC |  |  | Centiliter | CL
Chhattisgarh State Industrial Development Corporation (CSIDC) | CSIDC |  |  | cm | cm
Chhattisgarh State Information Infrastructure Corporation Limited(CSIICL) | CSIICL |  |  | Centimeter | CM
Chhattisgarh State Mandi Board (CGSMB) | CGSMB |  |  | Square centimeter | CM2
Chhattisgarh State Minor Forest Produce-Trading & Development Co-Operative Federation Ltd (CGMFPFED) | CGMFPFED |  |  | coils | coils
Chhattisgarh State Power Distribution Company Limited (CGSPDCL) | CGSPDCL |  |  | COILS | Coils
Chhattisgarh State Power Generation Company Limited (CGSPGCL) | CGSPGCL |  |  | CONE | CONE
Chhattisgarh State Power Transmission Company Limited (CGSPTCL) | CGSPTCL |  |  | Copies | Copies
Chhattisgarh State Renewable Energy Development Agency(CREDA) | CREDA |  |  | Crate | CRT
Chhattisgarh State Skill Development Authority(CSSDA) | CSSDA |  |  | Case | CS
Chhattisgarh State Warehousing Corporation (CGSWC) | CGSWC |  |  | Cu.Mtr. | Cu.Mtr.
Chhattisgarh Text Book Corporation (CGTBC) | CGTBC |  |  | cubic feet | cubic feet
CHHATTISGARH TOURISM BOARD(CGT) | CGT |  |  | cubic feet (CFT) | cubic feet (CFT)
Chhattisgarh Transport Department(CTD) | CTD |  |  | cum | cum
CHIEF MEDICAL AND HEALTH OFFICER RAIGARH(CMAHOR) | CMAHOR |  |  | cum.km | cum.km
Collectorate Balod(CB) | CB |  |  | Days | DAY
Danteshwari Maiya Shahkari Shakkar Karkhana Maryadit Balod(DMSSK) | DMSSK |  |  | Degree | DEG
Dantewada District Urban Public Service Society(DANTEWADAU) | DANTEWADAU |  |  | DFLT | DFLT
Department of Home Guard and Civil Defence Chhattisgarh (HGCD) | HGCD |  |  | DHQ | DHQ
Department of Panchayat and Social Welfare (DPSW) | DPSW |  |  | DHQ-BHQ | DHQ-BHQ
Department of School Education (DSE) | DSE |  |  | Decimeter | DM
Department of Technical Education (DTE) | DTE |  |  | Drum | DR
Department of Tribal and Scheduled Caste Manendragarh-Chirmiri-Bharatpur(DTSCMCB) | DTSCMCB |  |  | DRUM | DRUM
Department of Women and Child Development(WCD) | WCD |  |  | Dozen | DZ
Dhamtari Jila Urban Public Service Society(DJUPSS) | DJUPSS |  |  | EACH | EA
Directorate Financial Management and Information System(DFMAIS) | DFMAIS |  |  | each | each
Directorate Horticulture and Farm Forestry, Chhattisgarh(DHF) | DHF |  |  | EACH | EACH
Directorate of Printing and Stationery(DOPAS) | DOPAS |  |  | each additional floor | each additional floor
Directorate of Archaeology, Archives and Museum(DAAM) | DAAM |  |  | Each Courty | Each Court
Directorate of Aviation(DoA) | DoA |  |  | each cut | each cut
Directorate of CG Food And Civil Supplies and Consumer Protection(DSCSC) | DSCSC |  |  | EACH FRAME | EACH FRAME
Directorate of Culture and Archaeology Chhattisgarh(DOCAAC) | DOCAAC |  |  | Each rol | Each rol
Directorate of Culture and Language(DCL) | DCL |  |  | each test | each test
Directorate of Fisheries (DF) | DF |  |  | each tree guard | each tree guard
Directorate of Higher Education Chhattisgarh(DOHEC) | DOHEC |  |  | each tree guard | each tree guard
Directorate of Industries(DOI) | DOI |  |  | Each box | EB
Directorate of Institutional Finance(DIF) | DIF |  |  | Enzyme Units / Milliliter | EML
Directorate of Local Fund Audit(DOLFA) | DOLFA |  |  | Each TAPE | ET
Directorate of Social Welfare Chhattisgarh(DSWC) | DSWC |  |  | Enzyme Units | EU
Directorate of Sports and Youth Welfare(DSYW) | DSYW |  |  | For each (Unit) Quantity | For each (Unit) Quantity
Directorate of Treasury Accounts &amp; Pension, Chhattisgarh(DTAPC) | DTAPC |  |  | For each PPE KIT | For each PPE KIT
Directorate of Tribal and Schedule Caste Development(DTSCD) | DTSCD |  |  | For each Test KIT | For each Test KIT
Directorate of Tribal Research and Training Institute(DOTRATI) | DOTRATI |  |  | For each VTM Kit | For each VTM Kit
Directorate of Veterinary Services Chhattisgarh(DVSC) | DVSC |  |  | Fluid Ounce US | FOZ
DISTRICT POLICE KORBA(DPK) | DPK |  |  | Feet | FT
Durg District Urban Public Service Society(DDUPSS) | DDUPSS |  |  | Square foot | FT2
Durg-Bhilai Urban Public Service Society (DBUPSS) | DBUPSS |  |  | Cubic Foot | FT3
Food and Drug Administration (FDA) | FDA |  |  | Gigajoule | FY
Forest Department(FD) | FD |  |  | Gram | G
Gariaband District Urban Public Service Society(GDUPSS) | GDUPSS |  |  | gram act.ingrd /liter | G/L
Gaurella Pendra Marwahi District Urban Public Service Society(GPMDUPSS) | GPMDUPSS |  |  | US gallon | GAL
Health Department (HD) | HD |  |  | Gram Gold | GAU
IIIT Naya Raipur(IIITNR) | IIITNR |  |  | Gram act.ingrd. | GI
Indira Gandhi Krishi Vishwavidyalaya (IGKV) | IGKV |  |  | Gram /liter | GLI
Inspector General of Registration and Superintendent of Stamps(IGRS) | IGRS |  |  | Gram/Mol | GM
Janjgir Champa District Urban Public Service Society(JCDUPSS) | JCDUPSS |  |  | Gram/Kilogram | gm/kg
Jashpur District Urban Public Service Society(JASDUPSS) | JASDUPSS |  |  | Gram /square meter | GM2
Jila Nirman Samiti Jagdalpur(JNSJ) | JNSJ |  |  | Gram/Cubic meter | GM3
Jila Sahakari Kendariya Bank Mydt. Raipur(JSKBM) | JSKBM |  |  | Gigaohm | GOH
Jila Sahakari Kendriya Bank Mydt. Durg (CG)(JSKBMD) | JSKBMD |  |  | Gallons per mile (US) | GPM
Kanker District Urban Public Service Society(KANDUPSS) | KANDUPSS |  |  | Gross | GRO
Kawardha District Urban Public Service Society(KAWDUPSS) | KAWDUPSS |  |  | Hour | H
Kondagaon District Urban Public Service Society(KONUPSS) | KONUPSS |  |  | Hectare | HA
Korba District Urban Public Service Society(KJUPSS) | KJUPSS |  |  | hectare | hectare
Korba Urban Public Service Society (KRBAUPSS) | KRBAUPSS |  |  | Hectoliter | HL
Korea District Urban Public Service Society(KDUPSS) | KDUPSS |  |  | hour | hour
Koriya Urban Public Transport Society (KRYAUPTS) | KRYAUPTS |  |  | Horse power | HP
Lauh Purush Sugar Plant, Pandariya(LSPSSKM) | LSPSSKM |  |  | Hours | HR
Livestock Development Department(LDD) | LDD |  |  | Hours | Hrs
Maa danteshwari Maize processing and marketing cooperative society ltd. Kondagaon(MDMPMCSL) | MDMPMCSL |  |  | hundred Pieces | hundred Pieces
Maa Mahamaya Shahkari Shakkar Karkhana Maryadit Ambikapur(MMSSKM) | MMSSKM |  |  | HALF YEARLY | HY
Mahasamund District Urban Public Service Society(MDUPSS) | MDUPSS |  |  | I/O Point | I/O Point
Mahatma Gandhi University of Horticulture and Forestry(MGUHF) | MGUHF |  |  | INHALER | INH
Mineral Resources Department -Mining (MRD) | MRD |  |  | Indian Rupees | INR
Mungeli District Urban Public Service Society(MUDUPSS) | MUDUPSS |  |  | JAR | JAR
Narayanpur District Urban Public Service Society(NDUPSS) | NDUPSS |  |  | Joule /kilogram | JKG
Nava Raipur Atal Nagar Smart City Corporation Limited(NRANSCCL) | NRANSCCL |  |  | Joule /Mol | JMO
Nava Raipur Atal Nagar Vikas Pradhikaran (NRANVP) | NRANVP |  |  | Job | Job
Office of Chief Electoral Officer, Chhattisgarh(OCEO) | OCEO |  |  | joint | joint
Office of collector Raigarh(OCR) | OCR |  |  | Kilogram act.ingrd | KAI
Office of Commissioner Land Records Chhattisgarh(OCLR) | OCLR |  |  | Kilogram /cubic decimeter | KD3
Office of District Collector Tribal welfare Department Bijapur(ODCTWDB) | ODCTWDB |  |  | kg | kg
Panchayat and Rural Development (PARD) | PARD |  |  | Kgs | Kg
Police Headquarter Chhattisgarh(PHQ) | PHQ |  |  | Kilogram | KG
Public Health Engineering Department (PHED) | PHED |  |  | Kilogram/Mol | KGM
Public Works Department (PWD) | PWD |  |  | Kilogram /Second | KGS
Raigarh District Urban Public Transport Society(RDUPTS) | RDUPTS |  |  | Kilogram / cubic meter | KGV
Raigarh Urban Public Service Society (RIGUPSS) | RIGUPSS |  |  | kg act.ingrd /kg | KIK
Raipur Collectorate (RC) | RC |  |  | KILOWATT | KILOWATT
Raipur Development Authority (RDA) | RDA |  |  | KIT | KIT
Raipur District Urban Public Service Society(RAIPURDUPS) | RAIPURDUPS |  |  | Kilojoule/kilogram | KJK
Raipur Smart City Limited(RSCL) | RSCL |  |  | Kilojoule/Mol | KJM
Raipur Urban Public Transport Society (RUPTS) | RUPTS |  |  | Kilo Litre | KL
Rajnandgaon District Urban Public Service Society(RDUPSS) | RDUPSS |  |  | Km | Km
Rajnandgaon Urban Public Service Society (RNDGUPSS) | RNDGUPSS |  |  | Kilometer | KM
Rural Engineering Services (RES) | RES |  |  | km. | km.
Samagra Shiksha Chhattisgarh (SSC) | SSC |  |  | Square kilometer | KM2
Sarguja District Urban Public Service Society(SRDGUPSS) | SRDGUPSS |  |  | Kilometer/hour | KMH
Sarguja Urban Public Service Society (SUPSS) | SUPSS |  |  | Kelvin/Minute | KMN
State Tax Chhattisgarh(STCG) | STCG |  |  | Kelvin /Second | KMS
State Urban Development Agency (SUDA) | SUDA |  |  | Kilonewton per square meter | KNM
Sukma District Urban Public Service Society(SUKDUPSS) | SUKDUPSS |  |  | Kilopascal | KPA
Surajpur District Urban Public Service Society(SRJDUPSS) | SRJDUPSS |  |  | Kilotonne | KT
Swachh Bharat Mission (Gramin) Panchayat and Rural Development Department(SBMPARDD) | SBMPARDD |  |  | Kilovoltampere | KVA
Tribal and Scheduled Caste Development Department(Mohla Manpur Ambagarh Chauki)(TASCDDMMAC) | TASCDDMMAC |  |  | KWH | KWH
Tribal Welfare Department, District Sukma(TWDDS) | TWDDS |  |  | KILOWATT POWER | KWP
Tribal Welfare Development Department ( Balrampur-Ramanujganj)(TWDDBR) | TWDDBR |  |  | kwp-dc | kwp-dc
Tribal Welfare Development Department (Balod- Collectorate)(TWDDBALOD) | TWDDBALOD |  |  | US Pound | LB
Tribal Welfare Development Department (Bilaspur)(TWDDBILASP) | TWDDBILASP |  |  | lemgth | lemgth
Tribal Welfare Development Department (Dhamtari)(TWDDDT) | TWDDDT |  |  | length | length
Tribal Welfare Development Department (Gariyaband)(TWDD) | TWDD |  |  | Liter per 100 km | LHK
Tribal Welfare Development Department (Gaurella-Pendra-Marwahi-Collectorate)(TWDDGPM) | TWDDGPM |  |  | litre | litre
Tribal Welfare Development Department (Jagdalpur- Collectorate)(TWDDJDP) | TWDDJDP |  |  | Liter /Minute | LMI
Tribal Welfare Development Department (Kabeerdham Collectorate)(TWDDKC) | TWDDKC |  |  | Liter /Molsecond | LMS
Tribal Welfare Development Department (Kanker)(TWDDKANKER) | TWDDKANKER |  |  | LOT | LOT
Tribal Welfare Development Department (Koriya)(TWDDKORIYA) | TWDDKORIYA |  |  | Liter Per hour | LPH
Tribal welfare development Department (Mahasamund)(TWDDMSD) | TWDDMSD |  |  | Lumpsum | LS
Tribal Welfare Development Department (Mungeli-Collectorate)(TWDDMC) | TWDDMC |  |  | LITRE | LT
Tribal Welfare Development Department (Rajnandgaon Collectorate)(TWDDRJN) | TWDDRJN |  |  | lumpsump | lumpsump
Tribal Welfare Development Department (Surajpur Collectorate)(TWDDSC) | TWDDSC |  |  | Meter | M
Tribal Welfare Development Department Balodabaza Bhatapara(TWDDBB) | TWDDBB |  |  | 1/square meter | M-2
Tribal Welfare Development Department Durg(TWDDD) | TWDDD |  |  | Mol per cubic meter | M:M
Tribal Welfare Development Department Khairagarh -Chhuikhadan -Gandai (Collectorate)(TWDDKCG) | TWDDKCG |  |  | Megawatt hours | M..
Tribal Welfare Development Department Kondagaon(TWDDK) | TWDDK |  |  | M.T. | M.T.
Tribal Welfare Development Department Raigarh(TWDDRG) | TWDDRG |  |  | Meter /Hour | M/H
Tribal Welfare Development Department, Jashpur(TWDDJSP) | TWDDJSP |  |  | Mol per liter | M/L
Tribal Welfare Development Department(Ambikapur-Collectorate)(TWDDABK) | TWDDABK |  |  | Meter /second | M/S
Tribal Welfare Development Department(Bemetara Collectorate)(TWDDBC) | TWDDBC |  |  | Square meter | M2
Tribal Welfare Development Department(Korba-Collectorate)(TWDDKORBA) | TWDDKORBA |  |  | Square meter/Coat | M2C
Tribal Welfare Development Department(Raipur-Collectorate)(TWDDRC) | TWDDRC |  |  | Square meter/second | M2S
Tribal Welfare DevelopmentDepartment(Janjgir-Champa-Collectorate)(TWDDJCC) | TWDDJCC |  |  | Cubic meter | M3
Urban Administration and Development Department (UADD) | UADD |  |  | Cubic meter /Hour | M3H
Water Resources Department (WRD) | WRD |  |  | Cubic meter/second | M3S
Zila Nirman Samiti Bijapur(ZNSB) | ZNSB |  |  | Man days | Man days
Zila Panchayat Dhamtari(ZPD) | ZPD |  |  | Man-Month | Man-Month
Zila Panchayat Raipur(ZPR) | ZPR |  |  | ManDay | ManDay
|  |  |  | Manmonth | Manmonth
|  |  |  | Mbps | Mb
|  |  |  | Megajoule | MEJ
|  |  |  | meter | meter
|  |  |  | metre | metre
|  |  |  | Milligram | MG
|  |  |  | Milligram/liter | MGL
|  |  |  | Megohm | MGO
|  |  |  | Milligram /cubic meter | MGQ
|  |  |  | Megavolt | MHV
|  |  |  | Mile | MI
|  |  |  | Square mile | MI2
|  |  |  | Minute | MIN
|  |  |  | Microsecond | MIS
|  |  |  | Milliliter | ML
|  |  |  | ML/GM/KG | ML/GM/KG
|  |  |  | Milliliter/ Liter | ml/l
|  |  |  | Milliliter act.ingr. | MLI
|  |  |  | Millimeter | MM
|  |  |  | Square millimeter | MM2
|  |  |  | Cubic millimeter | MM3
|  |  |  | Meganewton | MN
|  |  |  | Millinewton/meter | MNM
|  |  |  | Months | MON
|  |  |  | Miles per gallon (UG) | MPG
|  |  |  | Millimol per liter | MPL
|  |  |  | Millipascal seconds | MPS
|  |  |  | Millisecond | MS
|  |  |  | Meter/second squared | MS2
|  |  |  | Microsiemens per centimeter | MSC
|  |  |  | METRIC TON | MT
|  |  |  | MTR | MTR
|  |  |  | Nanoampere | NA
|  |  |  | Nanometer | NAM
|  |  |  | Number Days | ND
|  |  |  | Kilonewton | NI
|  |  |  | Newton/meter | NM
|  |  |  | Newton/Square millimeter | NMM
|  |  |  | Number | NO
|  |  |  | Nanosecond | NS
|  |  |  | one RCC jaali tree guard | one RCC jaali tree guard
|  |  |  | one RCC jaali tree guard | one RCC jaali tree guard
|  |  |  | Ounce | OZ
|  |  |  | Points | P
|  |  |  | P.cmt | P.cmt
|  |  |  | P.cumt. | P.cumt.
|  |  |  | P.KG / P.LTR | P.KG / P.LTR
|  |  |  | PER KG | P.KG.
|  |  |  | P.Kit | P.Kit
|  |  |  | P.Km. | P.Km.
|  |  |  | P.mtr | P.mtr
|  |  |  | P.Pair | P.Pair
|  |  |  | P.Point | P.Point
|  |  |  | Per Running Meter Per Box | P.R.M.P.BOX
|  |  |  | p.sq.mtr | p.sq.mtr
|  |  |  | P/sq.Mt. | P/sq.Mt.
|  |  |  | Pair | PAA
|  |  |  | Pack | PAC
|  |  |  | pack | pack
|  |  |  | Package | Package
|  |  |  | Pad | PAD
|  |  |  | page | page
|  |  |  | Pair | Pair
|  |  |  | Pallet | PAL
|  |  |  | part | part
|  |  |  | Pascal second | PAS
|  |  |  | Per Patient | Patient
|  |  |  | PER BRIDGE | PB
|  |  |  | Per Bed | PB1
|  |  |  | Per Bale Per KM | PBPK
|  |  |  | Piece | PC
|  |  |  | Megavoltampere | PCT
|  |  |  | per cm height per letter | per cm height per letter
|  |  |  | per cm height per letter | per cm height per letter
|  |  |  | per day | per day
|  |  |  | PER BAG | PER BAG
|  |  |  | Per bale | Per bale
|  |  |  | per bar | per bar
|  |  |  | PER CANDIDATE | PER CANDIDATE
|  |  |  | Per Candidate Per Exam | Per Candidate Per Exam
|  |  |  | per cubic centimeter | per cubic centimeter
|  |  |  | per day | per day
|  |  |  | Per Diem Rate | Per Diem Rate
|  |  |  | Per Doz | Per Doz
|  |  |  | per HP | per HP
|  |  |  | PER HUNDRED PIECES | PER HUNDRED PIECES
|  |  |  | PER ITEM | PER ITEM
|  |  |  | Per Kg | Per Kg
|  |  |  | PER KL | PER KL
|  |  |  | Per Km. | Per Km.
|  |  |  | PER KILOWATT | PER KW
|  |  |  | per letter | per letter
|  |  |  | Per Ltr | Per Ltr
|  |  |  | per month | per month
|  |  |  | Per MT | Per MT
|  |  |  | Per mtr | Per mtr
|  |  |  | Per packet | PER PACKET
|  |  |  | per page | per page
|  |  |  | PER PAGE | PER PAGE
|  |  |  | Per person | PER PERSON
|  |  |  | Per person per day | Per person per day
|  |  |  | PER PERSON PER DAY | PER PERSON PER DAY
|  |  |  | Per piece | PER PIECE
|  |  |  | Per Plants | Per Plants
|  |  |  | PER POLE | PER POLE
|  |  |  | PER POLICY | PER POLICY
|  |  |  | per pouch | per pouch
|  |  |  | per quintal | per quintal
|  |  |  | Per running feet | PER RUNNING FEET
|  |  |  | Per Set | Per Set
|  |  |  | PER SHEET | PER SHEET
|  |  |  | Per Sqr Km | Per Sqr Km
|  |  |  | Per square km | Per square km
|  |  |  | PER STICKER | PER STICKER
|  |  |  | Per Tanker | Per Tanker
|  |  |  | per test | per test
|  |  |  | Per thousand | PER THOUSAND
|  |  |  | per tonne | per tonne
|  |  |  | per tonne capacity | per tonne capacity
|  |  |  | per trip | per trip
|  |  |  | Per unit | PER UNIT
|  |  |  | per.mtr | per.mtr
|  |  |  | percentage of DPR cost | percentage of DPR cost
|  |  |  | UNP1 | Percentage of Project Cost
|  |  |  | PER SQUARE FEET | PERSQF
|  |  |  | PER BOREHOLE | PH
|  |  |  | 1/minute | PMI
|  |  |  | Per Machine Per Session | PMPS
|  |  |  | Pikofarad | PO
|  |  |  | percentage of DPR cost | PODPRC
|  |  |  | Point | Point
|  |  |  | Per Piece 500 ml bottle | PP500ML
|  |  |  | Parts per billion | PPB
|  |  |  | Per Page Cost | PPC
|  |  |  | Parts per million | PPM
|  |  |  | PER POINT | PPNT
|  |  |  | Per Pack Price | PPP
|  |  |  | Per Person Per Month | PPPM
|  |  |  | Per Person Per Month Per Shift | PPPMPS
|  |  |  | Per Patient | PPT
|  |  |  | Per Roll | PR
|  |  |  | Per Rig | PRG
|  |  |  | Print | Print
|  |  |  | PER UNIT PER MONTH | PRPM
|  |  |  | Number of persons | PRS
|  |  |  | Picosecond | PS
|  |  |  | Pound Per Sq inch | PSI
|  |  |  | COST PER SITE LOCATION/ PER DIGITAL MAP | PSLPDM
|  |  |  | Per Square Feet Per Month | PSQPM
|  |  |  | Pint, US liquid | PT
|  |  |  | Per Ton Per KM | PTPK
|  |  |  | Per Unit Per Month | PUPM
|  |  |  | PER UNIT PER YEAR | PUPYR
|  |  |  | Kilomol | QML
|  |  |  | QUINTAL | QNTL
|  |  |  | Quart, US liquid | QT
|  |  |  | QUARTER | qtr
|  |  |  | quintal | quintal
|  |  |  | Nanofarad | R-U
|  |  |  | R.M. | R.M.
|  |  |  | Millifarad | RF
|  |  |  | Gramm/cubic centimeter | RHO
|  |  |  | Rim | RIM
|  |  |  | Ream | RM
|  |  |  | Running Meter | Rmt
|  |  |  | RUNNING METRE | RMT
|  |  |  | Role | ROL
|  |  |  | Roll | Roll
|  |  |  | Roll | Roll_UD
|  |  |  | Rate Per Bale | RPB
|  |  |  | Set | Set
|  |  |  | SET | SET
|  |  |  | SHEET | SHEET
|  |  |  | SHQ | SHQ
|  |  |  | Square feet | Sq.Ft
|  |  |  | Sq.mtr | Sq.mtr
|  |  |  | Square Meter | sqm
|  |  |  | SEAT | ST
|  |  |  | SYRUP | SYP
|  |  |  | TCS | TCS
|  |  |  | Thousand Hours | THR
|  |  |  | Tin | Tin
|  |  |  | Tonnes | TO
|  |  |  | Ton/Cubic meter | TOM
|  |  |  | US Ton | TON
|  |  |  | Tone | Tone
|  |  |  | Tonne | Tonne
|  |  |  | Thousand | TS
|  |  |  | TUBE | TUB
|  |  |  | Tube | Tube
|  |  |  | For each Test KIT | UN1
|  |  |  | Rate Per 1000 Pcs | UN1000
|  |  |  | For each PPE KIT | UN2
|  |  |  | For each (Unit) Quantity | UN3
|  |  |  | For each VTM Kit | UN4
|  |  |  | FOR EACH TEST | UN5
|  |  |  | For Each Kit | UN8
|  |  |  | UNIT | UNIT
|  |  |  | UNIT | UNIT1
|  |  |  | Percentage of Project Cost | UNP
|  |  |  | for each Vehicle | UNV
|  |  |  | USERS | USERS
|  |  |  | Voltampere | VA
|  |  |  | Vo mat. | VAL
|  |  |  | VIAL | VIA
|  |  |  | weeks | WK
|  |  |  | DEFAULT UNIT DESCRIPTION | XXX
|  |  |  | Yard | YD
|  |  |  | Square Yard | YD2
|  |  |  | Cubic yard | YD3
|  |  |  | Year | Year
|  |  |  | Years | YR
|  |  |  | Microampere | µA
|  |  |  | Microfarad | µF
|  |  |  | Microgram /liter | µGL
|  |  |  | Microgram /cubic meter | µGQ
|  |  |  | Microliter | µL
|  |  |  | Micrometer | µM