## TENDER_ITEM_UPLOAD
To enable entering data into the sheet, please click on 'Enable Editing'.
Please insert items from 12th row.
Every row will be considered as a distinct item.
The row, in which the two fields- 'Item Code' and 'Description' are blank, will not be considered.
If 'CREDIT ITEM' is not entered, default value '0' will be taken.
If 'Calc Field' is not entered, default value 'N' will be taken.
MAX ITEM LIMIT IN EACH EXCEL FILE IS 1000
SERIAL No. | Department | SOR | Year | Item Code | Description | UOM | Rate | Quantity | Amount | Ref Serial No | CREDIT ITEM (0/1) | Calc Field(Y/N) | Offset/Reserve Price | EMD Amount
1 | MMSSKM | NS | 2025 | 8204 | 1 CORE H.T. XLPE CABLE HEAT SHRINKTYPE JOINT KIT INDOOR 630 SQ MM NO. - HVT 3151 MAKE - RAYCHEM RPG | NO |  | 2 | 0
2 | MMSSKM | NS | 2025 | 9560 | 1SQMM 12 PAIR OVERALL SHIELDED ARMOURED INSTRUMETATION CABLE MAKE - GENERAL/MITSUBISHI /NORWAY | NO |  | 10 | 0
3 | MMSSKM | NS | 2025 | 8206 | 3 CORE H.T. XLPE CABLE HEAT SHRINKTYPE JOINT KIT INDOOR 3X185 SQ MM NO. - HVT 3111 MAKE - RAYCHEM RPG | NO |  | 2 | 0
4 | MMSSKM | NS | 2025 | 8205 | 3 CORE H.T. XLPE CABLE HEAT SHRINKTYPE JOINT KIT INDOOR 3X630 SQ MM NO. - HVT 3111 MAKE - RAYCHEM RPG | NO |  | 5 | 0
5 | MMSSKM | NS | 2025 | 9171 | 50 KG SUGAR BAGGING MCHINE S.S. PLATE FEEDER COMPLETE SET (SHUTTER) | Set |  | 1 | 0
6 | MMSSKM | NS | 2025 | 8603 | 8 MM PU CONNECTOR PUSH WITH 8 MM OUTER SIDE "8MM PUC PUSH WITH OUTHER SIDE 8MM THEARD CONNECTOR MAKE - JANASTIC/AIRA/TECHNO | NO |  | 17 | 0
7 | MMSSKM | NS | 2025 | 8604 | 8 MM PU CONNECTOR PUSH WITH OUTER SIDE 10 MM THEARD | NO |  | 20 | 0
8 | MMSSKM | NS | 2025 | 9551 | 8MM BRESS COMPRESSION FITTING STRAIGHT ELBOW,TEE,PLUBING CUPPER PIPE MAKE - JANATICS/ROTEX/TECHNO | NO |  | 5 | 0
9 | MMSSKM | NS | 2025 | 6540 | A.B. AUX Contactor MM00 110VDC, 2N0+2NC MAKE - L&T/SCHNEIDER | NO |  | 5 | 0
10 | MMSSKM | NS | 2025 | 10187 | A.B. CONTACTOR (0 AUX) MNO 22E, 220VAC, 2NO + 2NC, MAKE - L&T/SCHNEIDER | NO |  | 5 | 0
11 | MMSSKM | NS | 2025 | 9247 | A.B. CONTACTOR- LC1D18 40AMP, MAKE - L&T/SCHNEIDER | NO |  | 2 | 0
12 | MMSSKM | NS | 2025 | 250231 | A.B. CONTACTOR MNX - 80, MAKE-L&T | NO |  | 1 | 0
13 | MMSSKM | NS | 2025 | 9244 | A.B. CONTACTOR MNX 40, COIL VOLTAGE- 230V MAKE - L&T/SCHNEIDER | NO |  | 2 | 0
14 | MMSSKM | NS | 2025 | 9246 | A.B. CONTACTOR MNX 45, COIL VOLTAGE- 110V MAKE - L&T/SCHNEIDER | NO |  | 3 | 0
15 | MMSSKM | NS | 2025 | 9245 | A.B. CONTACTOR MNX 45, COIL VOLTAGE- 230V MAKE - L&T/SCHNEIDER | NO |  | 1 | 0
16 | MMSSKM | NS | 2025 | 250168 | A.B. CONTACTOR MNX 50, COIL VOLTAGE- 110V MAKE - L&T/SCHNEIDER | NO |  | 1 | 0
17 | MMSSKM | NS | 2025 | 6677 | A.B.CONTACTOR -LC1D12 25AMP, MAKE - L&T/SCHNEIDER | NO |  | 1 | 0
18 | MMSSKM | NS | 2025 | 6678 | A.B.CONTACTOR -LC1D25 40AMP, MAKE - L&T/SCHNEIDER | NO |  | 1 | 0
19 | MMSSKM | NS | 2025 | 9483 | A.C. VOLT METER SIZE- 96X96 MM, RANGE- 0-750V AC, MAKE - A.E./ RISHABH | NO |  | 2 | 0
20 | MMSSKM | NS | 2025 | 6837 | A.C. Volt Meter Size-96x96mm RANGE - 0-750V AC MAKE - / RISHABH | NO |  | 5 | 0
21 | MMSSKM | NS | 2025 | 7743 | AIR BLOWER DETAIL - ITEM DIMENSION - 240MM X 180 MM X 180 MM POWER CUNSUMPTION - 550 WT VOLT - 230 AC RPM - 1400 MAKE - STANDARD | NO |  | 3 | 0
22 | MMSSKM | NS | 2025 | 9598 | AIR BLOWER ,AIR FLOW- 600 M3/HR,PRESSURE - 1 KG/CM2,RPM - 2111 MAKE - KULKARNI POWER TOOLS LIMITED/SHANTI BLOWER INDUSTRIES | NO |  | 1 | 0
23 | MMSSKM | NS | 2025 | 2316 | AIR FILTER HYDROLIC SE T- 20- 250 | NO |  | 1 | 0
24 | MMSSKM | NS | 2025 | 4868 | AIR FILTER REGULATOR OF RANGE-0 TO 10 KG/CM2 CONNECTION SIZE - COMBINE WITH 8MM PVC TUBE CONNECTOR AT INPUT AND OUTPUT ( SMALL SIZE) MODEL FRC MAKE - JANATICS/KARMA/NORWAY | NO |  | 10 | 0
25 | MMSSKM | NS | 2025 | 9548 | AIR FILTER REGULATOR WITH LUBRICATOR MODLE-F R C 146234 MAX.PR.10 BAR MAKE - JANATICS/ KARMA/NORWAY | NO |  | 8 | 0
26 | MMSSKM | NS | 2025 | 9376 | AIR TECHNO 4M 310 – 08, SUPPLY -230V AC, TEM. - 70° SOLENOID VALVE. MAKE - TECHNO | NO |  | 5 | 0
27 | MMSSKM | NS | 2025 | 1579 | ALLEN KEY SET (TAPARIA) SIZE- 1.5,2,2.5,3,4,5,6,8,10MM MAKE - TAPARIA | Set |  | 4 | 0
28 | MMSSKM | NS | 2025 | 5782 | ALLEN KEY SET MM , INCH MAKE - TAPARIA | Set |  | 4 | 0
29 | MMSSKM | NS | 2025 | 250264 | Alluminium Lugs 150 sqr mm MAKE - DOWELLS/JACKSON | NO |  | 1 | 0
30 | MMSSKM | NS | 2025 | 250263 | Alluminium Lugs 185 sqr mm MAKE DOWELLS/JACKSON | NO |  | 16 | 0
31 | MMSSKM | NS | 2025 | 250262 | Alluminium Lugs 240 sqr mm MAKE - DOWELLS/JACKSON | NO |  | 13 | 0
32 | MMSSKM | NS | 2025 | 250261 | Alluminium Lugs 300 sqr mm MAKE - DOWELLS/JACKSON | NO |  | 35 | 0
33 | MMSSKM | NS | 2025 | 250269 | Alluminium Lugs 35 sqr mm MAKE - DOWELLS/JACKSON | NO |  | 30 | 0
34 | MMSSKM | NS | 2025 | 8193 | Alluminium Lugs 50MM MAKE - DOWELLS/JACKSON | NO |  | 1 | 0
35 | MMSSKM | NS | 2025 | 8194 | Alluminium Lugs 70 MAKE - DOWELLS/JACKSON | NO |  | 30 | 0
36 | MMSSKM | NS | 2025 | 250266 | Alluminium Lugs 95 sqr mm MAKE - DOWELLS/JACKSON | NO |  | 50 | 0
37 | MMSSKM | NS | 2025 | 9319 | ALUMINIUM RIVET - 6X50 MM MAKE - STANDARD QUALITY | KG |  | 5 | 0
38 | MMSSKM | NS | 2025 | 9157 | AMMETER SELECTOR SWITCH 6A-16A , MAKE- L&T MAKE - L&T/SCHNEIDER | NO |  | 3 | 0
39 | MMSSKM | NS | 2025 | 9101 | AMP. METER ANALOG SIZE- 96 X 96 MM, RANGE- 0-900 AMP., INPUT- 4-20mA, MAKE - A.E./ RISHABH | NO |  | 2 | 0
40 | MMSSKM | NS | 2025 | 9143 | ANALOG AMP. METER PANEL MOUNTING CTR/DIRECT CONNECTED SIZE- 96 X 96 MM, AMP. METER 0-15A MAKE - L&T/SCHNEIDER | NO |  | 1 | 0
41 | MMSSKM | NS | 2025 | 9144 | ANALOG AMP. METER PANEL MOUNTING CTR/DIRECT CONNECTED SIZE- 96 X 96 MM, AMP. METER 0-30A MAKE - L&T/SCHNEIDER | NO |  | 1 | 0
42 | MMSSKM | NS | 2025 | 9146 | ANALOG AMP. METER PANEL MOUNTING CTR/DIRECT CONNECTED SIZE- 96 X 96 MM, AMP. METER 0-50/5A CTR MAKE - L&T/SCHNEIDER | NO |  | 1 | 0
43 | MMSSKM | NS | 2025 | 9496 | ANALOG AMP. METER PANEL MOUNTING CTR/DIRECT CONNECTED SIZE- 96 X 96 MM, AMP. METER 0-50/5A CTR MAKE - L&T/SCHNEIDER | NO |  | 1 | 0
44 | MMSSKM | NS | 2025 | 9147 | ANALOG AMP. METER PANEL MOUNTING CTR/DIRECT CONNECTED SIZE- 96 X 96 MM, AMP. METER 0-60/5A CTR MAKE - L&T/SCHNEIDER | NO |  | 1 | 0
45 | MMSSKM | NS | 2025 | 9497 | ANALOG AMP. METER PANEL MOUNTING CTR/DIRECT CONNECTED SIZE- 96 X 96 MM, AMP. METER 0-60/5A CTR MAKE - L&T/SCHNEIDER | NO |  | 1 | 0
46 | MMSSKM | NS | 2025 | 9399 | ANOLOG CONTROLER MADULE ,MAKE - POWERCON | NO |  | 1 | 0
47 | MMSSKM | NS | 2025 | 9139 | BACKLIGHT INSULATOR FOR CANE UNLOADER BUS BAR DSL, SP- 55. MAKE - STANDARD | NO |  | 1 | 0
48 | MMSSKM | NS | 2025 | 250038 | BATTERY TERMINAL STANDARD | NO |  | 2 | 0
49 | MMSSKM | NS | 2025 | 9438 | BETAGAURD MINIATURE CIRCUIT - BREAKERS, STANDARDS- IS/IFC 60898-1, BREAKING CAPACITY-15KA, MCB 4POLE CAT NO.- 100 A, CAT NO.- SSL741 MAKE - SIEMENS | NO |  | 3 | 0
50 | MMSSKM | NS | 2025 | 9439 | BETAGAURD MINIATURE CIRCUIT - BREAKERS, STANDARDS- IS/IFC 60898-1, BREAKING CAPACITY-15KA, MCB 4POLE CAT NO.- 100 A, CAT NO.- SSL741 MAKE - SIEMENS | NO |  | 2 | 0
51 | MMSSKM | NS | 2025 | 9835 | BOILER PULSETING GRATE CYLINDER AS PER SAMPLE | NO |  | 2 | 0
52 | MMSSKM | NS | 2025 | 9189 | BOILER PULSETTING GRATE BEARING /BUSH -GE80ES - MAKE- KHK | NO |  | 1 | 0
53 | MMSSKM | NS | 2025 | 9224 | BRAASS SIM- PLATE SIZE - 0.5MM MAKE - STANDARD QUALITY | KG |  | 1 | 0
54 | MMSSKM | NS | 2025 | 9225 | BRAASS SIM- PLATE SIZE - 01.00MM MAKE - STANDARD QUALITY | KG |  | 1 | 0
55 | MMSSKM | NS | 2025 | 4609 | BRASS F.T.A. FOR CONNECTION SIZE 1 INCH (25MM) MAKE-ACROSS/SUPREME/ASHIRWAD/IDOL | NO |  | 20 | 0
56 | MMSSKM | NS | 2025 | 4961 | BRASS F.T.A. FOR CONNECTION SIZE 3/4 INCH MAKE-ACROSS/SUPREME/ASHIRWAD/IDOL | NO |  | 32 | 0
57 | MMSSKM | NS | 2025 | 9508 | BRASS F.T.A. FOR CONNECTION SIZE-1/2 INCH MAKE - ACROSS/SUPREME/ASHIRWAD/IDOL | NO |  | 20 | 0
58 | MMSSKM | NS | 2025 | 7564 | BRASS FTA 1-1/4 INCH MAKE-ACROSS/SUPREME/ASHIRWAD/IDOL | NO |  | 5 | 0
59 | MMSSKM | NS | 2025 | 4608 | BRASS M.T.A. FOR CONNECTION SIZE 1 INCH MAKE-ACROSS/SUPREME/ASHIRWAD/IDOL | NO |  | 20 | 0
60 | MMSSKM | NS | 2025 | 4962 | BRASS M.T.A. FOR CONNECTION SIZE 3/4 INCH MAKE-ACROSS/SUPREME/ASHIRWAD/IDOL | NO |  | 25 | 0
61 | MMSSKM | NS | 2025 | 9513 | BRASS M.T.A. FOR CONNECTION SIZE-1/2 INCH MAKE - ACROSS/SUPREME/ASHIRWAD/IDOL | NO |  | 20 | 0
62 | MMSSKM | NS | 2025 | 9504 | BRASS MTA - 2 INCH MAKE - ACROSS/SUPREME/ASHIRWAD/IDOL | NO |  | 12 | 0
63 | MMSSKM | NS | 2025 | 7563 | BRASS MTA 1-1/4 INCH MAKE-ACROSS/SUPREME/ASHIRWAD/IDOL | NO |  | 20 | 0
64 | MMSSKM | NS | 2025 | 6019 | BRASS NOZZLE FOR B MACHINE | NO |  | 20 | 0
65 | MMSSKM | NS | 2025 | 6020 | BRASS NOZZLE FOR C MACHINE | NO |  | 20 | 0
66 | MMSSKM | NS | 2025 | 6096 | Brass Nozzle size-3/8 BRASS NOZEL SIZE - 10 MM, AS PER SAMPLE | NO |  | 20 | 0
67 | MMSSKM | NS | 2025 | 8053 | BRASS SIM PLATE SIZE 0.05MM STANDARD | KG |  | 1 | 0
68 | MMSSKM | NS | 2025 | 8054 | BRASS SIM PLATE SIZE 0.1MM STANDARD | KG |  | 1 | 0
69 | MMSSKM | NS | 2025 | 6095 | BREAK LINER FOR CANE UNLOADER 150X12 & 150X10 MAKE - STANDARD QUALITY | MTR |  | 17.5 | 0
70 | MMSSKM | NS | 2025 | 550001 | Broom stick | NO |  | 300 | 0
71 | MMSSKM | NS | 2025 | 3637 | BROOM STICK PHOOL | NO |  | 95 | 0
72 | MMSSKM | NS | 2025 | 9385 | BUSH-2 INCHX1-1/4 INCH MAKE - ACROSS/SUPREME/ASHIRWAD/IDOL | NO |  | 12 | 0
73 | MMSSKM | NS | 2025 | 9368 | C.D.S. TUBE SIZE - 30 MM, ONE LENGTH TESTED RUNNING PRESSURE 400 KG/CM2 | MTR |  | 50 | 0
74 | MMSSKM | NS | 2025 | 9182 | Cable Lugs & Glands Each size | pack |  | 1 | 0
75 | MMSSKM | NS | 2025 | 9374 | CANE LEVELER COUPLING SIZE- MOTOR SHAFT OD - 109 MM, BASS OD- MM, DRUM OD- MM | NO |  | 1 | 0
76 | MMSSKM | NS | 2025 | 9371 | CANE UNLOADER BREAK LINER, SIZE-65 MM X 10 MM MAKE - STANDARD | MTR |  | 5 | 0
77 | MMSSKM | NS | 2025 | 9373 | CANE UNLOADER DRUM COUPLING SIZE- BASS OD-105MM, DRUM OD-300MM | NO |  | 2 | 0
78 | MMSSKM | NS | 2025 | 9370 | CANE UNLOADER TROLLY BREAK HOLDER AS PER SAMPLE | Set |  | 3 | 0
79 | MMSSKM | NS | 2025 | 9833 | CANEUNLOADER HYDROLICK CYLINDER AS PER SAMPLE | NO |  | 2 | 0
80 | MMSSKM | NS | 2025 | 9149 | CAPACITOR BANK JAVIC POWER CAPACITOR (25 X 4)= 200KVAR, 440V, INSULATION 3KV, TEMP-51°C, 3 PHASE CONNECTION, 50Hz MAKE - JAVIC | NO |  | 2 | 0
81 | MMSSKM | NS | 2025 | 5207 | Carbide grinding wheel v-545 size- 200x25x31.75 mm MAKE-NORTON | NO |  | 4 | 0
82 | MMSSKM | NS | 2025 | 1922 | CARBIDE TIP TOOL V SHAPE TOOL RIGHT HAND 1/2 INCH MAKE-SANVICK/MIRANDA | NO |  | 10 | 0
83 | MMSSKM | NS | 2025 | 1923 | CARBIDE TIP TOOL V SHAPE TOOL RIGHT HAND 3/4 INCH MAKE-SANVICK/MIRANDA | NO |  | 10 | 0
84 | MMSSKM | NS | 2025 | 9088 | CARBIDE TIP TOOL WITH HOLDER, ANGLE - 35°, SIZE- 300 MM MAKE - SANVICK/MIRANDA | NO |  | 2 | 0
85 | MMSSKM | NS | 2025 | 250308 | Carbon Brush MC 70 SIZE 16X32X40 MM MAKE-K.E. | NO |  | 15 | 0
86 | MMSSKM | NS | 2025 | 300093 | Centre Punch 6 INCH MAKE - TAPARIA | NO |  | 2 | 0
87 | MMSSKM | NS | 2025 | 6018 | CENTRIFUGAL MACHINE, MODEL- 065 DA SEAL KIT FOR AIR PNUMATIC CUT VALVE , TYPE –PVC,SIZE -200MM ,SEATING EDPM MAKE - ROTEX/DUTTA/TECHNO | NO |  | 5 | 0
88 | MMSSKM | NS | 2025 | 9195 | CHAIN FOR VALVE DRIVE PITCH - 15 MM ,MAKE - USHA MARTIN/SAMSON/INDEF-M | MTR |  | 30 | 0
89 | MMSSKM | NS | 2025 | 9341 | CHAIN FOR VALVE DRIVE, PITCH - 15 MM ENDLESS | MTR |  | 80 | 0
90 | MMSSKM | NS | 2025 | 9826 | CHIGGLE, SIZE - 6 INCH | NO |  | 6 | 0
91 | MMSSKM | NS | 2025 | 5864 | CIRCLIP (OUTSIDE) ID -12MM THIK -1MM | NO |  | 8 | 0
92 | MMSSKM | NS | 2025 | 9164 | CIRCLIP (OUTSIDE) SIZE ID-24 MM, THICKNESS-1MM | NO |  | 10 | 0
93 | MMSSKM | NS | 2025 | 9192 | CIRCLIP MODEL- 80-300 FOR R.O. MAKE - STANDARD QUALITY | NO |  | 12 | 0
94 | MMSSKM | NS | 2025 | 2773 | CIRCLIP PLIER OUTSIDE 7 INCH, 8 INCH MAKE - TAPARIA | NO |  | 2 | 0
95 | MMSSKM | NS | 2025 | 300088 | CIRCLIP PLIER INNER 8 INCH MAKE - TAPARIA | NO |  | 2 | 0
96 | MMSSKM | NS | 2025 | 9815 | CLAMPING PAD FOR BAG CLAMPING AS PER SAMPLE | NO |  | 12 | 0
97 | MMSSKM | NS | 2025 | 7721 | COMENSATING CABLE FOR THERMOCOUPLE K-TYPE 0.5 MM 2CORE COMPENSATING CABLE ( K- TYPE THERMOCOUPLES) MAKE - OMEGA | MTR |  | 30 | 0
98 | MMSSKM | NS | 2025 | 360059 | COMMON SALT | KG |  | 30 | 0
99 | MMSSKM | NS | 2025 | 2968 | COMPUTER DESKTOP MONITOR SET CORE i3 /14TH GEN/ RAM 8 GB/ ROM 1TB / CPU WITH ( WINDOWS 11 WITH LICENCE) | NO |  | 4 | 0
100 | MMSSKM | NS | 2025 | 9316 | CONNECTOR - 1/2 INCH | NO |  | 20 | 0
101 | MMSSKM | NS | 2025 | 7907 | CONNECTOR 3/4 | NO |  | 20 | 0
102 | MMSSKM | NS | 2025 | 9062 | CONTROL CABLE 1.0 MM2 , ARMOURED , SIGNAL - 100 MTR | pack |  | 1 | 0
103 | MMSSKM | NS | 2025 | 8191 | COPPER LUGS 185mm MAKE - DOWELLS/JACKSON | NO |  | 11 | 0
104 | MMSSKM | NS | 2025 | 2173 | Copper Pipe 5/16 (8mm) 8MM COPER PIPE MAKE - NEXUS/ UNIX/SUPER | MTR |  | 20 | 0
105 | MMSSKM | NS | 2025 | 9039 | COPPER PLATE 50X6 MM , MAKE - STANDARD QUALITY | FT |  | 30 | 0
106 | MMSSKM | NS | 2025 | 9821 | COPPER SHEET SIZE 2 MM THIKNES, 1METER*1METET | NO |  | 5 | 0
107 | MMSSKM | NS | 2025 | 9819 | COPPER SHEET SIZE 3 MM THIKNES, 1METER*1METET | NO |  | 5 | 0
108 | MMSSKM | NS | 2025 | 2058 | COPPER TUBE LAMINATED WITH PVC 8MM DIA, Having working press, up to 0-8 kg/cm2 | MTR |  | 50 | 0
109 | MMSSKM | NS | 2025 | 9839 | CORTAGE FILTER 5 - MICRON SIZE - LENGHT- 18 INCH FOR RO PLANT | NO |  | 50 | 0
110 | MMSSKM | NS | 2025 | 9837 | CORTAGE FILTER 5 - MICRON SIZE - LENGHT- 30 INCH FOR RO PLAN | NO |  | 75 | 0
111 | MMSSKM | NS | 2025 | 2365 | CPU CONTROLLER CARD WITH DISPLAY D19-203R3,MAKE - POWERCON | NO |  | 1 | 0
112 | MMSSKM | NS | 2025 | 9539 | CPVC SOLVENT 200 ML MAKE ACROSSSUPREMEASHIRWADIDOL | NO |  | 10 | 0
113 | MMSSKM | NS | 2025 | 2106 | CRC 2.26 , 500ML PACK POWER SPRAY MAKE - CRC | NO |  | 20 | 0
114 | MMSSKM | NS | 2025 | 250271 | CRIMPING Alluminium Lugs 16 sqr mm MAKE - DOWELLS/JACKSON | NO |  | 10 | 0
115 | MMSSKM | NS | 2025 | 250270 | CRIMPING Alluminium Lugs 25 sqr mm MAKE - DOWELLS/JACKSON | NO |  | 10 | 0
116 | MMSSKM | NS | 2025 | 9445 | CRIMPING COPPER LUGS PIN TYPE - 1.5 MM2 MAKE - DOWELLS/JACKSON | NO |  | 50 | 0
117 | MMSSKM | NS | 2025 | 6546 | CRIMPING COPPER LUGS RING 1.5 MM2 MAKE - DOWELLS/JACKSON | NO |  | 100 | 0
118 | MMSSKM | NS | 2025 | 4252 | CRIMPING COPPER LUGS RING 400 MM2 MAKE - DOWELLS/JACKSON | NO |  | 6 | 0
119 | MMSSKM | NS | 2025 | 7219 | CRIMPING COPPER LUGS RING 95 MM2 MAKE - DOWELLS/JACKSON | NO |  | 10 | 0
120 | MMSSKM | NS | 2025 | 9848 | CRIMPING COPPER LUGS RING TYPE - 1.5 MM2 MAKE - DOWELLS/JACKSON | NO |  | 50 | 0
121 | MMSSKM | NS | 2025 | 9094 | CRIMPING COPPER LUGS RING TYPE - 10 MM2 MAKE - DOWELLS/JACKSON | NO |  | 100 | 0
122 | MMSSKM | NS | 2025 | 9095 | CRIMPING COPPER LUGS RING TYPE - 16 MM2 MAKE - DOWELLS/JACKSON | NO |  | 100 | 0
123 | MMSSKM | NS | 2025 | 9091 | CRIMPING COPPER LUGS RING TYPE - 2.5 MM2 MAKE - DOWELLS/JACKSON | NO |  | 100 | 0
124 | MMSSKM | NS | 2025 | 9096 | CRIMPING COPPER LUGS RING TYPE - 25 MM2 MAKE - DOWELLS/JACKSON | NO |  | 100 | 0
125 | MMSSKM | NS | 2025 | 9097 | CRIMPING COPPER LUGS RING TYPE - 35 MM2 MAKE - DOWELLS/JACKSON | NO |  | 30 | 0
126 | MMSSKM | NS | 2025 | 10398 | CRIMPING COPPER LUGS RING TYPE - 35 MM2 MAKE - DOWELLS/JACKSON | NO |  | 10 | 0
127 | MMSSKM | NS | 2025 | 9092 | CRIMPING COPPER LUGS RING TYPE - 4 MM2 MAKE - DOWELLS/JACKSON | NO |  | 50 | 0
128 | MMSSKM | NS | 2025 | 9098 | CRIMPING COPPER LUGS RING TYPE - 50 MM2 MAKE - DOWELLS/JACKSON | NO |  | 88 | 0
129 | MMSSKM | NS | 2025 | 9093 | CRIMPING COPPER LUGS RING TYPE - 6 MM2 MAKE - DOWELLS/JACKSON | NO |  | 20 | 0
130 | MMSSKM | NS | 2025 | 9099 | CRIMPING COPPER LUGS RING TYPE - 70 MM2 MAKE - DOWELLS/JACKSON | NO |  | 10 | 0
131 | MMSSKM | NS | 2025 | 8573 | CUTTING PLIER 6 INCH MAKE TAPARIA MAKE - TAPARIA | NO |  | 4 | 0
132 | MMSSKM | NS | 2025 | 9045 | CUTTING WHEEL SIZE-355X2.8X25.4 MM ,A 30 R BF MAKE - BOSCH/HITACHI/NORTON | NO |  | 100 | 0
133 | MMSSKM | NS | 2025 | 5754 | CUTTING WHEEL AG-7 180X3X22,23 MM MAKE- BOSCH/HITACHI/NORTON | NO |  | 50 | 0
134 | MMSSKM | NS | 2025 | 9042 | CUTTING WHEEL FOR AG-4, SIZE-100 MM (4 INCH) MAKE - BOSCH/HITACHI/NORTON | NO |  | 100 | 0
135 | MMSSKM | NS | 2025 | 9044 | CUTTING WHEEL FOR AG-5, SIZE-125 MM (5 INCH) MAKE - BOSCH/HITACHI/NORTON | NO |  | 66 | 0
136 | MMSSKM | NS | 2025 | 2099 | D.E. SPANNER SET SIZE - 36 X 41 MAKE - TAPARIA | NO |  | 2 | 0
137 | MMSSKM | NS | 2025 | 9333 | D.O.L. STARTER MK1 RELAY RANGE - 9-13 MAKE - L&T T/S SCHNIDER | NO |  | 15 | 0
138 | MMSSKM | NS | 2025 | 8508 | DAIMOND NIDDLE FILE MAKE - TAPARIA | NO |  | 1 | 0
139 | MMSSKM | NS | 2025 | 9498 | DC TECHO GENERATOR MODEL NO.- TDP-4000RPM MARK 2 OUTPUT:- 50 VOLT DC 1000 RPM 100MILLIAMP MAKE - L&T/SCHNEIDER | NO |  | 1 | 0
140 | MMSSKM | NS | 2025 | 9390 | DEAD PLUG-1 INCH MAKE - ACROSS/SUPREME/ASHIRWAD/IDOL | NO |  | 30 | 0
141 | MMSSKM | NS | 2025 | 5854 | DEE SPANNER SET 6-7TO 30-32 MAKE - TAPARIA | NO |  | 4 | 0
142 | MMSSKM | NS | 2025 | 9119 | DIAL INDICATOR GAUGE, - LDR 923,RANGE - 0-90,NO - 2046 S,WITH MAGNATIC STAND,MAKE- MITUTOYO | Set |  | 2 | 0
143 | MMSSKM | NS | 2025 | 6815 | Digital Indicator (Model 408M, Input 4-20MA MV, 0-10VDC) MAKE - MASIBUS/NORWAY | NO |  | 1 | 0
144 | MMSSKM | NS | 2025 | 6814 | Digital Level Indicator (Range 0-100, Input 4-20MA, Power Supply AC 230V, Digit Size-4) MAKE - MASIBUS/NORWAY | NO |  | 1 | 0
145 | MMSSKM | NS | 2025 | 9535 | DIGITAL RPM INDICATOR FOR TURBINE RANGE- 0 TO 10,000 RPM, SIZE- 96 X 96 MM, I/P- 4-20 MA, POWER SUPPLY - 230 V AC MAKE - TRIVENI/PROSSES | NO |  | 1 | 0
146 | MMSSKM | NS | 2025 | 9400 | DIGITAL UOPPUT MADULE ,MAKE - POWERCON | NO |  | 1 | 0
147 | MMSSKM | NS | 2025 | 9533 | DISC ROTARY VALVE , (FOR PAN) , CONNECTOR SIZE- 1/4 INCH, 4 WAY. MAKE - AIRMAX/KARMA/NORWAY | NO |  | 5 | 0
148 | MMSSKM | NS | 2025 | 9172 | DONNELLY CHUTE LEVEL TRANSMITTER & SENSOR COMPLETE SET MAKE - HONEYWELL/MITSHUBISHI | Set |  | 1 | 0
149 | MMSSKM | NS | 2025 | 7675 | DP TRANSMITTER, 1151 CALL 0-3810 MAKE ROSEMOUNT | NO |  | 1 | 0
150 | MMSSKM | NS | 2025 | 7673 | DP TRANSMITTER, 2000PSI, CALL 0-450 MM MAKE ROSEMOUNT | NO |  | 1 | 0
151 | MMSSKM | NS | 2025 | 7674 | DP TRANSMITTER, 4000PSI, CALL 0-106 MAKE ROSEMOUNT | NO |  | 1 | 0
152 | MMSSKM | NS | 2025 | 9512 | DRAFT GAUGE FITTING ON FORBES MARSHALL PANNEL OF BOILER GAUGE DIMENSION - 160 X 45 MM, CONNECTOR SIZE- 1/4 INCH, RANGE VACCUM GAUGE - 0- 150 MMWC MAKE - AN INSTRUMENTS | NO |  | 1 | 0
153 | MMSSKM | NS | 2025 | 9511 | DRAFT GAUGE FITTING ON FORBES MARSHALL PANNEL OF BOILER GAUGE DIMENSION - 160 X 45 MM, CONNECTOR SIZE- 1/4 INCH, RANGE VACCUM GAUGE - 0-250 MMWC MAKE - AN INSTRUMENTS | NO |  | 1 | 0
154 | MMSSKM | NS | 2025 | 9510 | DRAFT GAUGE FITTING ON FORBES MARSHALL PANNEL OF BOILER GAUGE DIMENSION - 160 X 45 MM, CONNECTOR SIZE- 1/4 INCH, RANGE VACCUM GAUGE - 0-350 MMWC MAKE - AN INSTRUMENTS | NO |  | 1 | 0
155 | MMSSKM | NS | 2025 | 9058 | DRILL BEAT FOR PROFESSIONAL DRILL MACHINE TYPE- GBH2-18E,with drill bit MAKE - BOSCH/HITACHI/DEWALT | Set |  | 1 | 0
156 | MMSSKM | NS | 2025 | 1930 | DRILL SOCKET SET- 1/2/3 NO.MAKE - MIRINDA | Set |  | 2 | 0
157 | MMSSKM | NS | 2025 | 2463 | DUMPING PAD UC-1100 OD 150MM X THICK 75 MM CONTINIOUS MACHINE AS PER SAMPLE | NO |  | 5 | 0
158 | MMSSKM | NS | 2025 | 2462 | DUMPING PAD UC-1500 SIZE 155X52MM CONTINIOUS MACHINE AS PER SAMPLE | NO |  | 5 | 0
159 | MMSSKM | NS | 2025 | 9489 | E30 OIL TIGHT PUSH BUTTON AC+UA+OV (RED) CAT NO.- TMH-R MAKE - BCH | NO |  | 4 | 0
160 | MMSSKM | NS | 2025 | 6838 | E30 Oil Tight Push Button Actuator (RED) AC+UA+OV CAT NO. - TMH-R MAKE -BCH | NO |  | 12 | 0
161 | MMSSKM | NS | 2025 | 9377 | ELECTRIC EARTHING WITH MATERIAL,IE PIT,GI FLAT ,GI PIPE,COPPER WIRE,SALT ,COCK ETC. | NO |  | 5 | 0
162 | MMSSKM | NS | 2025 | 9597 | ELECTRIC INSULATING RUBBER HAND GLOVES,SHOCK PROOF, FOR 11 KV, | Pair |  | 20 | 0
163 | MMSSKM | NS | 2025 | 9310 | ELECTRIC POWER MASTER TUBE EXPENDER WITH HANDLE & REICHET STRAIGHT ,MACHINE DETAIL - WR 22SE,SIZE - 42 MM, MAKE - HI KOKI | NO |  | 2 | 0
164 | MMSSKM | NS | 2025 | 6877 | ELECTRONIC TIMER RANGE03SEC-30MIN ELECTRONIC TIMER (EAPL) ON DELAY, A1D1-X, RANGE 03 SEC-30MIN. 24V-240V AC CONTROL SUPPLY, CONECTS-5A, O/P- 2 C/O RELAY MAKE - ELECTORNIC AUTOMATION PVT. LT. BANGALORE/GENERAL | NO |  | 10 | 0
165 | MMSSKM | NS | 2025 | 250475 | Element for Return oil filter 926169- 10C, MAKE -HYDROLINE/ PARKER | NO |  | 1 | 0
166 | MMSSKM | NS | 2025 | 5122 | Emery Paper 150 No. (make Champion) CARBORANDUM/BOSCH/CENTURY | NO |  | 75 | 0
167 | MMSSKM | NS | 2025 | 5124 | Emery Paper 220 No. (make champion) CARBORANDUM/BOSCH/CENTURY | NO |  | 75 | 0
168 | MMSSKM | NS | 2025 | 5121 | Emery Paper 320 No. (Make Champion) CARBORANDUM/BOSCH/CENTURY | NO |  | 100 | 0
169 | MMSSKM | NS | 2025 | 5123 | Emery Paper 400 No. (make Champion) CARBORANDUM/BOSCH/CENTURY | NO |  | 75 | 0
170 | MMSSKM | NS | 2025 | 9330 | EMERY CLOTH TAPE 120 NO. (ROUGH) - 2 INCH X 33 METER MAKE - CARBORANDUM/BOSCH/CENTURY | Roll |  | 4 | 0
171 | MMSSKM | NS | 2025 | 5126 | EMERY CLOTH TAPE 60 NO. 2 INCHX33 MTR CARBORANDUM/BOSCH/CENTURY | Roll |  | 5 | 0
172 | MMSSKM | NS | 2025 | 9331 | EMERY CLOTH TAPE 600 NO. (ROUGH) - 4 INCH X 33 METER MAKE - CARBORANDUM/BOSCH/CENTURY | Roll |  | 1 | 0
173 | MMSSKM | NS | 2025 | 9329 | EMERY CLOTH TAPE 80 NO. (ROUGH) - 2 INCH X 33 METER MAKE - CARBORANDUM/BOSCH/CENTURY | Roll |  | 5 | 0
174 | MMSSKM | NS | 2025 | 5120 | Emery Paper 600 No. (make Champion) CARBORANDUM/BOSCH/CENTURY | NO |  | 100 | 0
175 | MMSSKM | NS | 2025 | 6486 | EN-39/45 FLAT IRON 65X10 MAKE-STANDARD QUALITY | KG |  | 50 | 0
176 | MMSSKM | NS | 2025 | 7393 | EN-45 FLAT IRON 100X10 MM MAKE-STANDARD QUALITY | MT |  | 1 | 0
177 | MMSSKM | NS | 2025 | 9281 | END CAP TYPE - SIDE PORT, MODEL- 80-300 FOR R.O. MAKE - ECOLINE (PETAIR) | NO |  | 6 | 0
178 | MMSSKM | NS | 2025 | 9841 | EVAPORATOR BODY SIGHT GLASS WITH RUBBER CHANNEL, SIZE- OD 80 MM X THICK 15 MM. AS PER SAMPLE MAKE - MELON/ RJ/ GAURAV/SWASTIK | NO |  | 12 | 0
179 | MMSSKM | NS | 2025 | 9828 | FEVIQUICK 5 ML EACH PACK | NO |  | 200 | 0
180 | MMSSKM | NS | 2025 | 9407 | FIBRIZER OIL PUMP MAKE - ESKAY HEAT TRANSFER / DOWTY TYPE / ROTOFLUID | NO |  | 2 | 0
181 | MMSSKM | NS | 2025 | 9369 | FILLER GAUGE SIZE - 4 INCHLONG X THICK 15MM. | NO |  | 2 | 0
182 | MMSSKM | NS | 2025 | 2101 | FIRE CRETE SUPER (CEMENT) CASTABLE FIRE CRATE SUPER,MAKE - CALENDRY.S ,EACH BAG - 25 KG | BAG |  | 120 | 0
183 | MMSSKM | NS | 2025 | 6680 | FOOT SWITCH ELEMENT 1 NO + 1 NC CAT NO - SP50S1 MAKE - BCH | NO |  | 1 | 0
184 | MMSSKM | NS | 2025 | 8635 | FULL ROUND FILE ROUGH 12 MM MAKE - TAPARIA | NO |  | 2 | 0
185 | MMSSKM | NS | 2025 | 9175 | G.I. EARTHING FLAT - 50X6 MM | MTR |  | 50 | 0
186 | MMSSKM | NS | 2025 | 9314 | G.M. SCREW SIZE - 6 X 16 MM WITH WASHER AS PER SAMPLE | NO |  | 100 | 0
187 | MMSSKM | NS | 2025 | 9522 | GI BARBED WIRE FOR FANCING,SIZE - WIRE - 2 MM THICKNESS,14 GAUGE WIRE WITH HOOK. | NO |  | 5 | 0
188 | MMSSKM | NS | 2025 | 8326 | GLASS BREADED COPPER WIRE 10MM MAKE - STANDARD QUALITY | MTR |  | 30 | 0
189 | MMSSKM | NS | 2025 | 8306 | GLASS BREADED COPPER WIRE 12MM MAKE - STANDARD QUALITY | MTR |  | 20 | 0
190 | MMSSKM | NS | 2025 | 9115 | GLASS FIBRE TAPE 3/4 INCH MAKE - STANDARD | NO |  | 20 | 0
191 | MMSSKM | NS | 2025 | 10407 | GLASS FUSE 2 AMP.MAKE - L&T/SCHNEIDER | pack |  | 5 | 0
192 | MMSSKM | NS | 2025 | 9043 | GRINDING MACHINE AG-4, SIZE-100 MM (4 INCH) MAKE - BOSCH/HITACHI/NORTON | NO |  | 2 | 0
193 | MMSSKM | NS | 2025 | 5753 | GRINDING WHEEL AG-4, SIZE - 100 MM (4 INCH) MAKE - BOSCH/HITACHI/NORTON | NO |  | 50 | 0
194 | MMSSKM | NS | 2025 | 9046 | GRINDING WHEEL FOR AG-5, SIZE-125 MM (5 INCH) MAKE - BOSCH/HITACHI/NORTON | NO |  | 97 | 0
195 | MMSSKM | NS | 2025 | 9047 | GRINDINGMACHINE FOR AG-5, SIZE-125 MM (5 INCH) MAKE - BOSCH/HITACHI/NORTON | NO |  | 2 | 0
196 | MMSSKM | NS | 2025 | 5275 | GUMBOOT LONG SIZE 7 MAKE - BATA / MANGLA | Pair |  | 20 | 0
197 | MMSSKM | NS | 2025 | 9154 | H.T. INSULATION NON HEAT NON HEAT SHRINK T 11 KV WIDTH 25 MM MAKE - RAYCHEM RPG | Roll |  | 6 | 0
198 | MMSSKM | NS | 2025 | 1405 | HALF ROUND FILE ROUGH 12 INCH make - taparia | NO |  | 4 | 0
199 | MMSSKM | NS | 2025 | 3313 | Halogen Holder 500 walt MAKE - STANDARD QUALITY | NO |  | 10 | 0
200 | MMSSKM | NS | 2025 | 9590 | HALOGEN FITTING COMPLETE SET 1000W MAKE - STANDARD | NO |  | 10 | 0
201 | MMSSKM | NS | 2025 | 9589 | HALOGEN FITTING COMPLETE SET 500W MAKE - STANDARD | NO |  | 10 | 0
202 | MMSSKM | NS | 2025 | 3312 | Halogen Holder 1000 walt MAKE - STANDARD QUALITY | NO |  | 10 | 0
203 | MMSSKM | NS | 2025 | 9595 | HALOGEN LAMP ROD 1000W MAKE - STANDARD | NO |  | 20 | 0
204 | MMSSKM | NS | 2025 | 9591 | HALOGEN LAMP ROD 500W MAKE - STANDARD | NO |  | 30 | 0
205 | MMSSKM | NS | 2025 | 8825 | HAND GLOVES (CLOTH) MATERIAL HANDLER LIKE IRON, CANE, & CHEMICAL. MAKE - STANDARD | Pair |  | 100 | 0
206 | MMSSKM | NS | 2025 | 3723 | HAND GLOVES (RUBBER) MATERIAL HANDLER LIKE IRON, CANE, & CHEMICAL. MAKE - STANDARD | Pair |  | 10 | 0
207 | MMSSKM | NS | 2025 | 9077 | HAND GREASE GUN AS PER SAMPLE | NO |  | 4 | 0
208 | MMSSKM | NS | 2025 | 2302 | HAND LEVER BREAK FOR CENTRIFUGAL MACHINE HAND BRACK LEVER FOR CENTRIFUGAL MACHIN MAKE - ROTEX/UTTAM/NEXUS | NO |  | 1 | 0
209 | MMSSKM | NS | 2025 | 9540 | HAND OIL PUMP AS PER SAMPLE MAKE-ACROSS/SUPREME/ASHIRWAD/IDOL | NO |  | 2 | 0
210 | MMSSKM | NS | 2025 | 2118 | HAND PUMP FOR DIESEL FILLING (LIFTING PUMP) DIESEL LIFTING PUMP HAND OPERATED. STANDARD. MAKE - STANDARD | NO |  | 2 | 0
211 | MMSSKM | NS | 2025 | 10573 | HASTHIP® FERRULE CRIMPING TOOL KIT WITH 1200PCS WIRE END FERRULES & CRIMPER PLIER, WIRE CRIMPING TOOL KIT SELF-ADJUSTABLE RATCHET TOOL SET FOR AWG 23-7 ELECTRICAL WIRE CONNECTORS, 0.25-10MM2 MAKE - HASTHIP | NO |  | 2 | 0
212 | MMSSKM | NS | 2025 | 9141 | HEAVY DUTY BATTERY TERMINAL (+) (-) MAKE - STANDARD | NO |  | 10 | 0
213 | MMSSKM | NS | 2025 | 9055 | HEAVY DUTY POWER IMPACT TORQUE WRENCH , 650 NM TOURQUE WITH BOX SPANER SET, MAKE - BOSCH/HITACHI/DEWALT | NO |  | 1 | 0
214 | MMSSKM | NS | 2025 | 1467 | HEXA BLADE H.S.S. 1/2, 12 INCH MAKE - MIRINDA | NO |  | 50 | 0
215 | MMSSKM | NS | 2025 | 4171 | Hexa Frame 12 INCH MAKE - TAPARIA | NO |  | 2 | 0
216 | MMSSKM | NS | 2025 | 2440 | HIGH SPEED STEEL TOOLS - SIZE - 1/2 INCH X 6 INCH MAKE-MIRINDA | NO |  | 10 | 0
217 | MMSSKM | NS | 2025 | 2438 | HIGH SPEED STEEL TOOLS - SIZE - 1/4 INCH X 6 INCH MAKE-MIRINDA | NO |  | 10 | 0
218 | MMSSKM | NS | 2025 | 2441 | HIGH SPEED STEEL TOOLS - SIZE - 5/8 INCH X 6 INCH MAKE-MIRINDA | NO |  | 5 | 0
219 | MMSSKM | NS | 2025 | 2442 | HIGH SPEED STEEL TOOLS -SIZE - 3/4 INCH X 6 INCH MAKE-MIRINDA | NO |  | 1 | 0
220 | MMSSKM | NS | 2025 | 3307 | Holdite Compound Make - Pidilite (Each Pack 500 grm) | NO |  | 10 | 0
221 | MMSSKM | NS | 2025 | 2218 | HOSE PIPE CLAMP 1 INCH | NO |  | 25 | 0
222 | MMSSKM | NS | 2025 | 4730 | HOSE PIPE CLAMP 2 INCH | NO |  | 30 | 0
223 | MMSSKM | NS | 2025 | 7685 | HOSETMART PENUMATIC CONNECTOR 8MMX1/8 INCH BSP | NO |  | 1 | 0
224 | MMSSKM | NS | 2025 | 9817 | HOSS CONNECTOR SIZE - ID-90 , OD - 115 , L - 470 MM AS PER SAMPLE | NO |  | 10 | 0
225 | MMSSKM | NS | 2025 | 4085 | HSS TAPER SHANK DRILL 7MM MAKE - IT/TOTAM | NO |  | 10 | 0
226 | MMSSKM | NS | 2025 | 1589 | HSS TAPER SHANK DRILL 5MM MAKE - IT/TOTAM | NO |  | 10 | 0
227 | MMSSKM | NS | 2025 | 4382 | HSS TAPER SHANK DRILL 7.5MM MAKE - IT/TOTAM | NO |  | 10 | 0
228 | MMSSKM | NS | 2025 | 300127 | HSS TAPER SHANK DRILL 9MM MAKE - IT/TOTAM | NO |  | 10 | 0
229 | MMSSKM | NS | 2025 | 9127 | HSS TAPPER SHANK DRILL - 6 MM MAKE - IT/TOTAM | NO |  | 5 | 0
230 | MMSSKM | NS | 2025 | 250476 | HYDRAULIC OIL FILTER SC-3-050, 040 (SUCTION FILTER) MAKE HYDROLINE/ PARKER | NO |  | 5 | 0
231 | MMSSKM | NS | 2025 | 5856 | HYDROCHLORIC ACID COMMERCIAL HCL MAKE - STANDARD QUALITY | litre |  | 360 | 0
232 | MMSSKM | NS | 2025 | 4970 | HYDROLIC OIL FILTER CRAIN CODE- TIE-06-025 | NO |  | 3 | 0
233 | MMSSKM | NS | 2025 | 9543 | HYDROLICK PUMP FOR CANE UNLOADER GRAB, AS PER SAMPLE | NO |  | 2 | 0
234 | MMSSKM | NS | 2025 | 9571 | I.B.R. BEND, SA - 106, GR - B SIZE-1INCH MAKE - JINDAL/ISMPL/MSL/TATA | NO |  | 3 | 0
235 | MMSSKM | NS | 2025 | 9576 | I.B.R. BEND, SA - 106, GR - B SIZE-3 INCH MAKE - JINDAL/ISMPL/MSL/TATA | NO |  | 3 | 0
236 | MMSSKM | NS | 2025 | 9574 | I.B.R. BEND, SA - 106, GR - B SIZE-3/4 INCH MAKE - JINDAL/ISMPL/MSL/TATA | NO |  | 3 | 0
237 | MMSSKM | NS | 2025 | 9578 | I.B.R. BEND, SA - 106, GR - B SIZE-4 INCH MAKE - JINDAL/ISMPL/MSL/TATA | NO |  | 5 | 0
238 | MMSSKM | NS | 2025 | 9550 | I.B.R. PIPE SEAMLESS SA - 106, GR - B,SIZE- OD 60.5MM X ID 53.5MM X THICKNESS OF IBR PIPE -4.4MM. MATERIAL COMPOSITION & TEST REPORT REQUIRED. MAKE - JINDAL/ISMPL/MSL/TATA | MTR |  | 18 | 0
239 | MMSSKM | NS | 2025 | 9547 | I.B.R. PIPE SEAMLESS, SA - 106, GR - B, SIZE-1 INCH MATERIAL COMPOSITION & TEST REPORT REQUIRED. MAKE - JINDAL/ISMPL/MSL/TATA | MTR |  | 60 | 0
240 | MMSSKM | NS | 2025 | 9549 | I.B.R. PIPE SEAMLESS, SA - 106, GR - B, SIZE-1/2 INCH MATERIAL COMPOSITION & TEST REPORT REQUIRED. MAKE - JINDAL/ISMPL/MSL/TATA | MTR |  | 47 | 0
241 | MMSSKM | NS | 2025 | 9554 | I.B.R. PIPE SEAMLESS, SA - 106, GR - B, SIZE-3 INCH MATERIAL COMPOSITION & TEST REPORT REQUIRED. MAKE - JINDAL/ISMPL/MSL/TATA | MTR |  | 42 | 0
242 | MMSSKM | NS | 2025 | 9553 | I.B.R. PIPE SEAMLESS, SA - 106, GR - B, SIZE-3/4 INCH MATERIAL COMPOSITION & TEST REPORT REQUIRED. MAKE - JINDAL/ISMPL/MSL/TATA | MTR |  | 6 | 0
243 | MMSSKM | NS | 2025 | 9555 | I.B.R. PIPE SEAMLESS, SA - 106, GR - B, SIZE-4 INCH MATERIAL COMPOSITION & TEST REPORT REQUIRED. MAKE - JINDAL/ISMPL/MSL/TATA | MTR |  | 36 | 0
244 | MMSSKM | NS | 2025 | 9134 | IN LINE CRIPMPING CONNECTOR ALLUMINIUM 120 MM2 MAKE - DOWELLS/JACKSON | NO |  | 17 | 0
245 | MMSSKM | NS | 2025 | 9135 | IN LINE CRIPMPING CONNECTOR ALLUMINIUM 185 MM2 MAKE - DOWELLS/JACKSON | NO |  | 20 | 0
246 | MMSSKM | NS | 2025 | 9132 | IN LINE CRIPMPING CONNECTOR ALLUMINIUM 50 MM2 MAKE - DOWELLS/JACKSON | NO |  | 20 | 0
247 | MMSSKM | NS | 2025 | 9133 | IN LINE CRIPMPING CONNECTOR ALLUMINIUM 70 MM2 MAKE - DOWELLS/JACKSON | NO |  | 19 | 0
248 | MMSSKM | NS | 2025 | 9125 | IN LINE CRIPMPING CONNECTOR COPPER 120 MM2 MAKE - DOWELLS/JACKSON | NO |  | 20 | 0
249 | MMSSKM | NS | 2025 | 9121 | IN LINE CRIPMPING CONNECTOR COPPER 50 MM2 MAKE - DOWELLS/JACKSON | NO |  | 20 | 0
250 | MMSSKM | NS | 2025 | 9123 | IN LINE CRIPMPING CONNECTOR COPPER 70 MM2 MAKE - DOWELLS/JACKSON | NO |  | 9 | 0
251 | MMSSKM | NS | 2025 | 6527 | IN SIDE CALIPER SIZE-16 MAKE - MITUTOYA | NO |  | 2 | 0
252 | MMSSKM | NS | 2025 | 250265 | inline/Alluminium Lugs 120 sqr mm MAKE - DOWELLS/JACKSON | NO |  | 56 | 0
253 | MMSSKM | NS | 2025 | 250268 | INLINE/Alluminium Lugs 50 sqr mm MAKE - DOWELLS/JACKSON | NO |  | 54 | 0
254 | MMSSKM | NS | 2025 | 250267 | Inline/Alluminium Lugs 70 sqr mm MAKE - DOWELLS/JACKSON | NO |  | 50 | 0
255 | MMSSKM | NS | 2025 | 1934 | INSIDE CALIPER 12 INCH MAKE -MITUTOYA | NO |  | 1 | 0
256 | MMSSKM | NS | 2025 | 9191 | INSIDE CIRCLIP 32X1.4MM MAKE - STANDARD QUALITY | NO |  | 12 | 0
257 | MMSSKM | NS | 2025 | 9216 | INSULATED PLAIR 6” MAKE - TAPARIA/STENLEY | NO |  | 2 | 0
258 | MMSSKM | NS | 2025 | 9215 | INSULATED PLAIR 8 INCH MAKE - TAPARIA | NO |  | 2 | 0
259 | MMSSKM | NS | 2025 | 9140 | INSULATING THINNER Dr. BACK MAKE - DR. BACK | litre |  | 1 | 0
260 | MMSSKM | NS | 2025 | 6580 | ISOLATOR INPUT 4-20MA OUTPUT 4-20MA (DUAL CHANNEL) SINGLE ISOLATOR INPUT 4ma to 20ma ,OUTPUT 4ma to 20ma DUAL CHANNEL MAKE - MASIBUS /TECHNO/NEXUS | NO |  | 3 | 0
261 | MMSSKM | NS | 2025 | 9073 | JUMBO DISPLAY 4 DIGIT$ TOTALIZER 8 DIGIT, 7 SEGMENT FLOW- PRESENT , FLOW -TOTAL , FLOW PREVIOUS HOUR COMMUNICATION HART/ FOUNDATION FIELD BUS, PLC SYSTEM INCLUDING PROGRAMMING MODIFICATIONS, INPUT- 4 TO 20 MA, POWER SUPPLY- 230V AC, DIGIT SIZE-8INCH, INTEGRATION WITH EXISTING PLC SYSTEM. MAKE - MASIBUS/ELECTROMED/NEXUS | NO |  | 2 | 0
262 | MMSSKM | NS | 2025 | 9074 | JUMBO DISPLAY 8 DIGIT &TOTALIZER 8 DIGIT 7 SIGMENT FLOW PRESSURE FLOW TOTAL FLOW PREVIOUS HOUR COMMUCATION HART /FOUNDATION FILED BUS PLC SYSTEM INCLUDING PROGRAMING MODIFICATIONS , INPUT -4 to20ma,POWER SUPPLY -230AC ,DIGIT SIZE-8”inch , INTRIGATION WITH EXISITNG PLC SYSTEM. 3 CHAINAL MAKE - MASIBUS /ELECTROMED/NEXUS | NO |  | 2 | 0
263 | MMSSKM | NS | 2025 | 5785 | KNURLING TOOL COMPLETE SET WITH CUTTER 10 INCH MAKE - SANVICK/MIRANDA | NO |  | 3 | 0
264 | MMSSKM | NS | 2025 | 5988 | L.T. CONTROL SWITCH 3 PHASE FORWORD/REVERSE 16A ROTARY MAKE - L&T/SCHNEIDER | NO |  | 1 | 0
265 | MMSSKM | NS | 2025 | 6924 | LAMP HOLDER PORCILIN 400W MAKE - STANDARD QUALITY | NO |  | 3 | 0
266 | MMSSKM | NS | 2025 | 9529 | LATHRIZE PAPER/ OIL PAPER MAKE - STANDARD | KG |  | 5 | 0
267 | MMSSKM | NS | 2025 | 5775 | LINE TESTER 8 INCH (813) MAKE - TAPARIA | NO |  | 20 | 0
268 | MMSSKM | NS | 2025 | 9561 | LIQUID FILED TEMPERATURE GAUGE , RANGE -0 TO 150 DEGREE . C., CONNECTING SIZE -1INCH, PROBE LENGTH -15INCH , PROBE DIA -10 MM ,DIAL SIZE - 6INCH SS BODY(MANUFACTURER CHECKED CERTIFICATE AND SHOULD BE AUTHORISED DEALER) MAKE - WAREE / GENERAL/NORWAY | Set |  | 1 | 0
269 | MMSSKM | NS | 2025 | 10412 | LUG FOR FLEXIBLE WIRE FERRULES TERMINAL KIT SIZE 1 MM MAKE- STANDARD COMPANY | pack |  | 2 | 0
270 | MMSSKM | NS | 2025 | 10413 | LUG FOR FLEXIBLE WIRE FERRULES TERMINAL KIT SIZE 1.5 MM MAKE- STANDARD COMPANY | pack |  | 2 | 0
271 | MMSSKM | NS | 2025 | 5666 | M.S BOLT WITH NUT 20X180 MM (H.T.) MAKE - STANDARD QUALITY | KG |  | 25 | 0
272 | MMSSKM | NS | 2025 | 5108 | M.S BOLT WITH NUT 7/8 INCHX6 INCH (H.T.)MAKE - STANDARD QUALITY | KG |  | 50 | 0
273 | MMSSKM | NS | 2025 | 5669 | M.S. BOLT WITH NUT 8X50 MAKE - STANDARD QUALITY | KG |  | 75 | 0
274 | MMSSKM | NS | 2025 | 9313 | M.S. BOLT HALF THREAD- 20 X 65 MM MAKE - STANDARD QUALITY | KG |  | 75 | 0
275 | MMSSKM | NS | 2025 | 290090 | M.S. Bolt with nut 12 x 50 mm MAKE - STANDARD QUALITY | KG |  | 25 | 0
276 | MMSSKM | NS | 2025 | 5141 | M.S. Bolt with Nut - 3/4 INCH x 2.5 INCH (H.T) MAKE - STANDARD QUALITY | KG |  | 100 | 0
277 | MMSSKM | NS | 2025 | 3538 | M.S. BOLT WITH NUT (F.T.) 6X50 MM MAKE - STANDARD QUALITY | KG |  | 25 | 0
278 | MMSSKM | NS | 2025 | 2285 | M.S. BOLT WITH NUT 16X130 MM MAKE - STANDARD QUALITY | KG |  | 25 | 0
279 | MMSSKM | NS | 2025 | 6482 | M.S. BOLT WITH NUT 16X65 MM (H.T.) MAKE - STANDARD QUALITY | KG |  | 75 | 0
280 | MMSSKM | NS | 2025 | 5662 | M.S. BOLT WITH NUT 20X65 MAKE - STANDARD QUALITY | KG |  | 10 | 0
281 | MMSSKM | NS | 2025 | 5803 | M.S. BOLT WITH NUT 20X80 MM (H.T.) MAKE - STANDARD QUALITY | KG |  | 50 | 0
282 | MMSSKM | NS | 2025 | 290130 | M.S. Bolt With Nut 3/4 INCH x 4 INCH (H.T.) MAKE - STANDARD QUALITY | KG |  | 75 | 0
283 | MMSSKM | NS | 2025 | 290082 | M.S. BOLT WITH NUT 3/4 INCH x 6 INCH (H.T )MAKE - STANDARD QUALITY | KG |  | 75 | 0
284 | MMSSKM | NS | 2025 | 9295 | M.S. BOLT WITH NUT FULL THREAD - 10 X 100 MM MAKE - STANDARD QUALITY | KG |  | 75 | 0
285 | MMSSKM | NS | 2025 | 9293 | M.S. BOLT WITH NUT FULL THREAD - 10 X 75 MM MAKE - STANDARD QUALITY | KG |  | 97 | 0
286 | MMSSKM | NS | 2025 | 9296 | M.S. BOLT WITH NUT FULL THREAD - 12 X 100 MM MAKE - STANDARD QUALITY | KG |  | 125 | 0
287 | MMSSKM | NS | 2025 | 9298 | M.S. BOLT WITH NUT FULL THREAD - 16 X 75 MM MAKE - STANDARD QUALITY | KG |  | 99 | 0
288 | MMSSKM | NS | 2025 | 9301 | M.S. BOLT WITH NUT FULL THREAD - 18 X 40 MM MAKE - STANDARD QUALITY | KG |  | 50 | 0
289 | MMSSKM | NS | 2025 | 9299 | M.S. BOLT WITH NUT FULL THREAD - 18 X 75 MM MAKE - STANDARD QUALITY | KG |  | 97 | 0
290 | MMSSKM | NS | 2025 | 9292 | M.S. BOLT WITH NUT FULL THREAD - 6 X 30 MM MAKE - STANDARD QUALITY | KG |  | 149 | 0
291 | MMSSKM | NS | 2025 | 5658 | M.S. BOLT WITH NUT FULL THREAD 12X40 MAKE - STANDARD QUALITY | KG |  | 50 | 0
292 | MMSSKM | NS | 2025 | 9309 | M.S. BOLT WITH NUT HALF THREAD - 7/8 INCH X 3 INCH MAKE - STANDARD QUALITY | KG |  | 30 | 0
293 | MMSSKM | NS | 2025 | 5800 | M.S. BOLT WITH NUT HALF THREAD-3/4 INCH X5 INCH MAKE - STANDARD QUALITY | KG |  | 50 | 0
294 | MMSSKM | NS | 2025 | 5801 | M.S. BOLT WITH NUT HALF THREAD-7/8 INCH X5 INCH )MAKE - STANDARD QUALITY | KG |  | 75 | 0
295 | MMSSKM | NS | 2025 | 5805 | M.S. BOLT WITH NUT-6X25MM (F/T) MAKE -- STANDARD QUALITY | KG |  | 148 | 0
296 | MMSSKM | NS | 2025 | 290100 | M.S. NUT BOLT WITH 4 WASHER 3/4 INCHX3 INCH MAKE - STANDARD QUALITY | KG |  | 90 | 0
297 | MMSSKM | NS | 2025 | 4411 | M.S. NUT BOLT 12X75MM MAKE - STANDARD QUALITY | KG |  | 50 | 0
298 | MMSSKM | NS | 2025 | 4263 | M.S. NUT BOLT 16X60MM F.T. MAKE - STANDARD QUALITY | KG |  | 50 | 0
299 | MMSSKM | NS | 2025 | 3993 | M.S. NUT WITH BOLT SIZE 20X75 MM MAKE - STANDARD QUALITY | KG |  | 50 | 0
300 | MMSSKM | NS | 2025 | 5679 | M.S. ROD 10 MM | KG |  | 194.5 | 0
301 | MMSSKM | NS | 2025 | 5680 | M.S. ROD 20 MM | KG |  | 50 | 0
302 | MMSSKM | NS | 2025 | 6401 | M.S. Rod 30mm | KG |  | 20 | 0
303 | MMSSKM | NS | 2025 | 6402 | M.S. Rod 40mm MAKE - STANDARD QUALITY | KG |  | 30 | 0
304 | MMSSKM | NS | 2025 | 4750 | M.S. SHORT BEND 1.5 INCH C CLASS THICKNESS OF BEND - 4 MM MAKE-STANDARD QUALITY | NO |  | 5 | 0
305 | MMSSKM | NS | 2025 | 10405 | M.S. SHORT BEND C CLASS- 2 INCH THICKNESS OF BEND - 4.5 MM STANDARD QUALITY | NO |  | 1 | 0
306 | MMSSKM | NS | 2025 | 290017 | M.S. Short Bend C-CLASS 1 INCH THICKNESS OF BEND - 4 MM MAKE-STANDARD QUALITY | NO |  | 5 | 0
307 | MMSSKM | NS | 2025 | 1903 | M.S. SHORT BEND C-CLASS 1/2 INCHMAKE-STANDARD QUALITY | NO |  | 3 | 0
308 | MMSSKM | NS | 2025 | 3437 | M.S. SHORT BEND C-CLASS 10 INCH STANDARD QUALITY | NO |  | 3 | 0
309 | MMSSKM | NS | 2025 | 3438 | M.S. SHORT BEND C-CLASS 12 INCH STANDARD QUALITY | NO |  | 4 | 0
310 | MMSSKM | NS | 2025 | 3569 | M.S. SHORT BEND C-CLASS 2.5 INCH THICKNESS OF BEND - 4.5 MM MAKE-STANDARD QUALITY | NO |  | 5 | 0
311 | MMSSKM | NS | 2025 | 290016 | M.S. Short Bend C-CLASS 3 INCH THICKNESS OF BEND - 4.8 MM MAKE-STANDARD QUALITY | NO |  | 5 | 0
312 | MMSSKM | NS | 2025 | 1904 | M.S. SHORT BEND C-CLASS 3/4 INCHMAKE-STANDARD QUALITY | NO |  | 5 | 0
313 | MMSSKM | NS | 2025 | 290012 | M.S. SHORT BEND C-CLASS 4 INCH STANDARD QUALITY | NO |  | 6 | 0
314 | MMSSKM | NS | 2025 | 290015 | M.S. Short Bend C-CLASS 5 INCH STANDARD QUALITY | NO |  | 3 | 0
315 | MMSSKM | NS | 2025 | 290013 | M.S. SHORT BEND C-CLASS 6 INCH THICKNESS OF BEND - 4.8 MM MAKE-STANDARD QUALITY | NO |  | 5 | 0
316 | MMSSKM | NS | 2025 | 290014 | M.S. SHORT BEND C-CLASS 8 INCH THICKNESS OF BEND - 6 MM MAKE-STANDARD QUALITY | NO |  | 3 | 0
317 | MMSSKM | NS | 2025 | 9276 | M.S. STUD BOLT (TWO SIDE THREAD) - 8 X 100 MM MAKE- STANDARD QUALITY | NO |  | 12 | 0
318 | MMSSKM | NS | 2025 | 9278 | M.S. STUD BOLT (TWO SIDE THREAD) - 10 X 100 MM MAKE- STANDARD QUALITY | NO |  | 12 | 0
319 | MMSSKM | NS | 2025 | 9305 | M.S. STUD BOLT (TWO SIDE THREAD) - 10 X 75 MM MAKE - STANDARD QUALITY | KG |  | 95 | 0
320 | MMSSKM | NS | 2025 | 9303 | M.S. STUD BOLT (TWO SIDE THREAD) - 12 X 70 MM MAKE - STANDARD QUALITY | KG |  | 96 | 0
321 | MMSSKM | NS | 2025 | 9315 | M.S. STUD BOLT (TWO SIDE THREAD) - 12.5 X 65 MM MAKE - STANDARD QUALITY | NO |  | 1 | 0
322 | MMSSKM | NS | 2025 | 7273 | M.S. STUD BOLT (TWO SIDE THREAD) - 12.5X100 MM MAKE - STANDARD QUALITY | NO |  | 20 | 0
323 | MMSSKM | NS | 2025 | 7270 | M.S. STUD BOLT (TWO SIDE THREAD) - 12X50 MM MAKE - STANDARD QUALITY | NO |  | 20 | 0
324 | MMSSKM | NS | 2025 | 9302 | M.S. STUD BOLT (TWO SIDE THREAD) - 16 X 70 MM MAKE - STANDARD QUALITY | KG |  | 48 | 0
325 | MMSSKM | NS | 2025 | 7272 | M.S. STUD BOLT (TWO SIDE THREAD) - 16X125 MM MAKE - STANDARD QUALITY | NO |  | 5 | 0
326 | MMSSKM | NS | 2025 | 6740 | M.S. STUD BOLT (TWO SIDE THREAD) - 16X50 MM MAKE - STANDARD QUALITY | NO |  | 5 | 0
327 | MMSSKM | NS | 2025 | 6739 | M.S. STUD BOLT (TWO SIDE THREAD) 16X65 MM MAKE - STANDARD QUALITY | NO |  | 20 | 0
328 | MMSSKM | NS | 2025 | 9304 | M.S. STUD BOLT (TWO SIDE THREAD) - 18 X 100 MM MAKE - STANDARD QUALITY | KG |  | 85 | 0
329 | MMSSKM | NS | 2025 | 6741 | M.S. STUD BOLT (TWO SIDE THREAD) 18X75 MM MAKE - STANDARD QUALITY | NO |  | 5 | 0
330 | MMSSKM | NS | 2025 | 6547 | M.S. Stud Bolt (Two Side Thred)-16x75mm MAKE - STANDARD QUALITY | NO |  | 9 | 0
331 | MMSSKM | NS | 2025 | 1901 | M.S. WASHER & PLAIN 3/4 INCH MAKE - STANDARD QUALITY | KG |  | 25 | 0
332 | MMSSKM | NS | 2025 | 290075 | M.S. WASHER & PLAIN 5/8 INCH (14MM) MAKE - STANDARD QUALITY | KG |  | 25 | 0
333 | MMSSKM | NS | 2025 | 1900 | M.S. WASHER 1/2 INCH MAKE - STANDARD QUALITY | KG |  | 25 | 0
334 | MMSSKM | NS | 2025 | 290076 | M.S. washer 7/8 INCH MAKE - STANDARD QUALITY | KG |  | 10 | 0
335 | MMSSKM | NS | 2025 | 1902 | M.S. WASHER PLAIN 1 INCH MAKE - STANDARD QUALITY | KG |  | 10 | 0
336 | MMSSKM | NS | 2025 | 6459 | M.S.Bolt With Nut 10x60 (F.T.) MAKE - STANDARD QUALITY | KG |  | 75 | 0
337 | MMSSKM | NS | 2025 | 6483 | M.S.Bolt With Nut 12X65MM (F.T.) MAKE - STANDARD QUALITY | KG |  | 40 | 0
338 | MMSSKM | NS | 2025 | 8119 | M.S.BOLT WITH NUT 20X225 M.M MAKE - STANDARD QUALITY | KG |  | 50 | 0
339 | MMSSKM | NS | 2025 | 6485 | M.S.Bolt WITH NUT F.T. 10X50MM MAKE - STANDARD QUALITY | KG |  | 50 | 0
340 | MMSSKM | NS | 2025 | 6484 | M.S.BOLT WITH NUT F.T. 8X65MM MAKE - STANDARD QUALITY | KG |  | 20 | 0
341 | MMSSKM | NS | 2025 | 4296 | MANILA ROP 1/2 INCH | KG |  | 15 | 0
342 | MMSSKM | NS | 2025 | 4943 | MANILA ROPE SIZE - OD 3/4 INCH MANILA ROPE SIZE - OD 3/4 INCH | KG |  | 13 | 0
343 | MMSSKM | NS | 2025 | 9339 | MANILA ROPE SIZE-OD 8 MM | KG |  | 20 | 0
344 | MMSSKM | NS | 2025 | 9311 | MANUAL TUBE EXPENDER WITH HANDLE,SIZE - 42 MM , MAKE - STANDARED QUALITY | NO |  | 2 | 0
345 | MMSSKM | NS | 2025 | 2617 | Measuring tep Steel (Size-30 miter) MAKE - STEEL GRIP | NO |  | 3 | 0
346 | MMSSKM | NS | 2025 | 2157 | MEASURING STEEL TAPE 3 Mtr. MAKE - STEEL GRIP | NO |  | 10 | 0
347 | MMSSKM | NS | 2025 | 300085 | MEASURING STEELTAPE 5 MTR MAKE - STEEL GRIP | NO |  | 3 | 0
348 | MMSSKM | NS | 2025 | 9075 | METAL CUT-OFF MACHINE MODEL AND TYPE - KI CM355 HD,220 V,AC, 2500 W,3900 RPM ,355 MM,MAKE - KHAITAN/HITACHI/NORTON | NO |  | 1 | 0
349 | MMSSKM | NS | 2025 | 7086 | MILL HYDROLIC LINE ELBOW/FERULE 12MM | NO |  | 15 | 0
350 | MMSSKM | NS | 2025 | 1910 | MILL HYDROLIC LINE ELBOW/FERULE 30 MM | NO |  | 10 | 0
351 | MMSSKM | NS | 2025 | 7085 | MILL HYDROLIC LINE ELBOW/FERULE, 16MM | NO |  | 10 | 0
352 | MMSSKM | NS | 2025 | 3488 | MK1 CONTECTOR COIL 440 VAC MAKE - L&T/SCHNEIDER | NO |  | 15 | 0
353 | MMSSKM | NS | 2025 | 3037 | MOLASSES FLATE RUBBER FOR UC-1500 CONTINIOUS MACHINE AS PER SAMPLE | MTR |  | 30 | 0
354 | MMSSKM | NS | 2025 | 9193 | MOLY CODE PASTE 1000/100 | KG |  | 3 | 0
355 | MMSSKM | NS | 2025 | 360090 | MONARCH BRASS SPRAY NOZZLE WITH M.S. SOCKET AS PER SAMPLE | NO |  | 120 | 0
356 | MMSSKM | NS | 2025 | 9846 | MOTOR COOLING FAN METALIC FOR C CONTINIOUS M/C MOTOR DETAIL- KW-37, HP - 50, RPM-1470, FRAME- D 225 S | NO |  | 2 | 0
357 | MMSSKM | NS | 2025 | 8207 | MOTOR TERMINAL PLATE 110 KW, FRAME- 315 MAKE - SIEMENS | NO |  | 7 | 0
358 | MMSSKM | NS | 2025 | 9814 | MOVEING CONVEYOR STAND WHEEL SIZE- OD -185X50 MM ID | NO |  | 15 | 0
359 | MMSSKM | NS | 2025 | 550065 | M-SEAL MAKE - PIDILIT | KG |  | 150 | 0
360 | MMSSKM | NS | 2025 | 9532 | MTC CYLINDER (SMALL SIZE-) BORE SIZE- 20 MM, STROKE SIZE- 40 MM, (SINGAL ACTING AIR TO OPEN) (AS PER SAMPLE) MAKE - KARMA/NORWAY | NO |  | 5 | 0
361 | MMSSKM | NS | 2025 | 9409 | NEW END SEAL COVER WITH GREASE PLATE OF FEED PUMP MOTOR 200 KW, 268 HP, MACHINE NO 295631260003 BEARING DE6317NDE6217 MAKE MARATHON NEW END SEAL COVER WITH GREASE PLATE OF FEED PUMP MOTOR 200 KW, 268 HP, MACHINE NO 295631260003 BEARING DE6317NDE6217 MAKE MARATHON | NO |  | 1 | 0
362 | MMSSKM | NS | 2025 | 9500 | NO VOLT COIL 110VDC, CAT NO- SS91333 FOR AUX CONTACTOR MM00 MAKE - L&T/SCHNEIDER | NO |  | 6 | 0
363 | MMSSKM | NS | 2025 | 9499 | NO VOLT COIL 220VDC, CAT NO- SS94651 FOR AUX CONTACTOR MNO DC MAKE - L&T/SCHNEIDER | NO |  | 10 | 0
364 | MMSSKM | NS | 2025 | 300086 | Nose Plier 6 MAKE - TAPARIA | NO |  | 1 | 0
365 | MMSSKM | NS | 2025 | 7120 | NYLON BRUSH 10MMXLEN158MM S STAN STANDARD | NO |  | 10 | 0
366 | MMSSKM | NS | 2025 | 7121 | NYLON BRUSH 12MMXLEN158MM STANDARD | NO |  | 5 | 0
367 | MMSSKM | NS | 2025 | 7122 | NYLON BRUSH 14MMXLEN158MM STANDARD | NO |  | 5 | 0
368 | MMSSKM | NS | 2025 | 7123 | NYLON BRUSH 16MMXLEN158MM STANDARD | NO |  | 6 | 0
369 | MMSSKM | NS | 2025 | 7119 | NYLON BRUSH 8MMXLEN158MM STANDARD | NO |  | 14 | 0
370 | MMSSKM | NS | 2025 | 3846 | NYLON CABLE TIE ZIP WIRE SIZE - 2 INCH MAKE - STANDARD COMPANY | pack |  | 96 | 0
371 | MMSSKM | NS | 2025 | 9229 | OIL FILTER CODE- U.S.A. - 43540 MAKE - /HYDROLINE/PARKER | NO |  | 4 | 0
372 | MMSSKM | NS | 2025 | 9228 | OIL FILTER HYDROLINE MAKE, CODE- SC3-040. MAKE - /HYDROLINE/PARKER | NO |  | 4 | 0
373 | MMSSKM | NS | 2025 | 5812 | OIL SAL- 55X90X10 MAKE- MICODA RAJHANS/NILKAMAL/SUPER GOLD | NO |  | 5 | 0
374 | MMSSKM | NS | 2025 | 9653 | OIL SEAL - 120 X 140 X 13 MAKE - MICODA/RAJHANS/NILKAMAL/SUPER GOLD | NO |  | 12 | 0
375 | MMSSKM | NS | 2025 | 9657 | OIL SEAL - 150 X 350 X 50 MAKE - MICODA/RAJHANS/NILKAMAL/SUPER GOLD | NO |  | 2 | 0
376 | MMSSKM | NS | 2025 | 5356 | OIL SEAL - 24 X 38 X 10 MAKE - MICODA/RAJHANS/NILKAMAL/SUPER GOLD | NO |  | 6 | 0
377 | MMSSKM | NS | 2025 | 9624 | OIL SEAL - 240 X 270 X 15 MAKE - MICODA/RAJHANS/NILKAMAL/SUPER GOLD | NO |  | 8 | 0
378 | MMSSKM | NS | 2025 | 9626 | OIL SEAL - 30 X 55 X 7 MAKE - MICODA/RAJHANS/NILKAMAL/SUPER GOLD | NO |  | 12 | 0
379 | MMSSKM | NS | 2025 | 9631 | OIL SEAL - 35 X 48 X 8 MAKE - MICODA/RAJHANS/NILKAMAL/SUPER GOLD | NO |  | 6 | 0
380 | MMSSKM | NS | 2025 | 9627 | OIL SEAL - 35 X 60 X 8 MAKE - MICODA/RAJHANS/NILKAMAL/SUPER GOLD | NO |  | 9 | 0
381 | MMSSKM | NS | 2025 | 9608 | OIL SEAL - 38 X 48 X 8 MAKE - MICODA/RAJHANS/NILKAMAL/SUPER GOLD | NO |  | 10 | 0
382 | MMSSKM | NS | 2025 | 9618 | OIL SEAL - 40 X 55 X 9 MAKE - MICODA/RAJHANS/NILKAMAL/SUPER GOLD | NO |  | 13 | 0
383 | MMSSKM | NS | 2025 | 9619 | OIL SEAL - 42 X 52 X 8 MAKE - MICODA/RAJHANS/NILKAMAL/SUPER GOLD | NO |  | 15 | 0
384 | MMSSKM | NS | 2025 | 9674 | OIL SEAL - 42 X 53 X 9 MAKE - MICODA/RAJHANS/NILKAMAL/SUPER GOLD | NO |  | 9 | 0
385 | MMSSKM | NS | 2025 | 4899 | OIL SEAL - 42 X 63 X 9 MAKE - MICODA/RAJHANS/NILKAMAL/SUPER GOLD | NO |  | 16 | 0
386 | MMSSKM | NS | 2025 | 9688 | OIL SEAL - 45 X 62 X 8 MAKE - MICODA/RAJHANS/NILKAMAL/SUPER GOLD | NO |  | 2 | 0
387 | MMSSKM | NS | 2025 | 9686 | OIL SEAL - 45 X 65 X 12 MAKE- MICODA/RAJHANS/NILKAMAL/SUPER GOLD | NO |  | 6 | 0
388 | MMSSKM | NS | 2025 | 9600 | OIL SEAL - 450 X 350 X 50 MAKE - MICODA/RAJHANS/NILKAMAL/SUPER GOLD | NO |  | 5 | 0
389 | MMSSKM | NS | 2025 | 9716 | OIL SEAL - 47 X 72 X 10 MAKE - MICODA/RAJHANS/NILKAMAL/SUPER GOLD | NO |  | 10 | 0
390 | MMSSKM | NS | 2025 | 9717 | OIL SEAL - 50 X 100 X 50 MAKE - MICODA/RAJHANS/NILKAMAL/SUPER GOLD | NO |  | 2 | 0
391 | MMSSKM | NS | 2025 | 9656 | OIL SEAL - 54 X 22 X 8 MAKE - MICODA/RAJHANS/NILKAMAL/SUPER GOLD | NO |  | 8 | 0
392 | MMSSKM | NS | 2025 | 9655 | OIL SEAL - 54 X 72 X 8 MAKE - MICODA/RAJHANS/NILKAMAL/SUPER GOLD | NO |  | 6 | 0
393 | MMSSKM | NS | 2025 | 8804 | OIL SEAL - 69 X 78 X 7 MAKE - MICODA/RAJHANS/NILKAMAL/SUPER GOLD | NO |  | 11 | 0
394 | MMSSKM | NS | 2025 | 10406 | OIL SEAL - 70 X 50 X 10 MAKE - MICODA/RAJHANS/NILKAMAL/SUPER GOLD | NO |  | 12 | 0
395 | MMSSKM | NS | 2025 | 9621 | OIL SEAL - 85 X 110 X 13 MAKE - MICODA/RAJHANS/NILKAMAL/SUPER GOLD | NO |  | 9 | 0
396 | MMSSKM | NS | 2025 | 9681 | OIL SEAL - 85 X 110 X 15 MAKE - MICODA/RAJHANS/NILKAMAL/SUPER GOLD | NO |  | 10 | 0
397 | MMSSKM | NS | 2025 | 5810 | OIL SEAL - AM/L 280 X 320 X 15 EUREKA MAKE - MICODA/RAJHANS/NILKAMAL/SUPER GOLD | NO |  | 12 | 0
398 | MMSSKM | NS | 2025 | 9696 | OIL SEAL - 100X130X10 MAKE - MICODA/RAJHANS/NILKAMAL/SUPER GOLD | NO |  | 5 | 0
399 | MMSSKM | NS | 2025 | 3490 | oil seal 100x130x13 (MICODA/SUN) MAKE- MICODA RAJHANS/NILKAMAL/SUPER GOLD | NO |  | 16 | 0
400 | MMSSKM | NS | 2025 | 8141 | OIL SEAL 100X130X15 MAKE - MICODA/RAJHANS/NILKAMAL/SUPER GOLD | NO |  | 6 | 0
401 | MMSSKM | NS | 2025 | 10396 | OIL SEAL 100X130X19 MAKE - MICODA/RAJHANS/NILKAMAL/SUPER GOLD | NO |  | 6 | 0
402 | MMSSKM | NS | 2025 | 3419 | Oil Seal 135X165X13(micoda/sun) MAKE- MICODA RAJHANS/NILKAMAL/SUPER GOLD | NO |  | 9 | 0
403 | MMSSKM | NS | 2025 | 8142 | OIL SEAL 137X187X31 MAKE - MICODA/RAJHANS/NILKAMAL/SUPER GOLD | NO |  | 9 | 0
404 | MMSSKM | NS | 2025 | 5311 | OIL SEAL 18X32X7 MAKE - MICODA/RAJHANS/NILKAMAL/SUPER GOLD | NO |  | 13 | 0
405 | MMSSKM | NS | 2025 | 8120 | OIL SEAL 20x30x8 MAKE- MICODA RAJHANS/NILKAMAL/SUPER GOLD | NO |  | 5 | 0
406 | MMSSKM | NS | 2025 | 1504 | OIL SEAL 225X300X37 MAKE-MICOD/ RAJHANS/NILKAMAL/SUPER GOLD | NO |  | 5 | 0
407 | MMSSKM | NS | 2025 | 9037 | OIL SEAL 22X63X9 MAKE - MICODA/RAJHANS/NILKAMAL/SUPER GOLD | NO |  | 12 | 0
408 | MMSSKM | NS | 2025 | 8139 | OIL SEAL 24X42X10 MAKE - MICODA/RAJHANS/NILKAMAL/SUPER GOLD | NO |  | 7 | 0
409 | MMSSKM | NS | 2025 | 2932 | Oil seal 24X42X7 (micoda/sun) MAKE- MICODA RAJHANS/NILKAMAL/SUPER GOLD | NO |  | 11 | 0
410 | MMSSKM | NS | 2025 | 5672 | OIL SEAL 250X354X47 MAKE- MICODA RAJHANS/NILKAMAL/SUPER GOLD | NO |  | 5 | 0
411 | MMSSKM | NS | 2025 | 9038 | OIL SEAL 26X50X10 9 MAKE - MICODA/RAJHANS/NILKAMAL/SUPER GOLD | NO |  | 12 | 0
412 | MMSSKM | NS | 2025 | 4736 | OIL SEAL 28X45X10MAKE - MICODA/RAJHANS/NILKAMAL/SUPER GOLD | NO |  | 14 | 0
413 | MMSSKM | NS | 2025 | 4493 | Oil Seal 300x375x37 (MACODA/SUN) RAJHANS/NILKAMAL/SUPER GOLD | NO |  | 6 | 0
414 | MMSSKM | NS | 2025 | 3548 | OIL SEAL 30X20X7 MAKE - MICODA/RAJHANS/NILKAMAL/SUPER GOLD | NO |  | 6 | 0
415 | MMSSKM | NS | 2025 | 8135 | OIL SEAL 30X45X7 MAKE- MICODA RAJHANS/NILKAMAL/SUPER GOLD | NO |  | 22 | 0
416 | MMSSKM | NS | 2025 | 6519 | Oil Seal 30x47x6O MAKE - MICODA/RAJHANS/NILKAMAL/SUPER GOLD | NO |  | 15 | 0
417 | MMSSKM | NS | 2025 | 8136 | OIL SEAL 30X50X7 MAKE- MICODA RAJHANS/NILKAMAL/SUPER GOLD | NO |  | 5 | 0
418 | MMSSKM | NS | 2025 | 4494 | Oil Seal 350x450x50(88.9X114.3X12.7)(micoda/sun) | NO |  | 12 | 0
419 | MMSSKM | NS | 2025 | 6521 | Oil Seal 35x45x7 MAKE- MICODA RAJHANS/NILKAMAL/SUPER GOLD | NO |  | 5 | 0
420 | MMSSKM | NS | 2025 | 8629 | OIL SEAL 35X50X7 MAKE- MICODA RAJHANS/NILKAMAL/SUPER GOLD | NO |  | 6 | 0
421 | MMSSKM | NS | 2025 | 3543 | OIL SEAL 38X55X10(micoda/sun) MAKE- MICODA RAJHANS/NILKAMAL/SUPER GOLD | NO |  | 12 | 0
422 | MMSSKM | NS | 2025 | 2064 | OIL SEAL 400X500X50 (MICODA/SUN) MAKE- MICODA RAJHANS/NILKAMAL/SUPER GOLD | NO |  | 2 | 0
423 | MMSSKM | NS | 2025 | 400084 | Oil Seal 40X55X10(MICODA/SUN) RAJHANS/NILKAMAL/SUPER GOLD | NO |  | 10 | 0
424 | MMSSKM | NS | 2025 | 1508 | OIL SEAL 40X55X7 MAKE- MICODA RAJHANS/NILKAMAL/SUPER GOLD | NO |  | 15 | 0
425 | MMSSKM | NS | 2025 | 8170 | OIL SEAL 40X85X10 MAKE - MICODA/RAJHANS/NILKAMAL/SUPER GOLD | NO |  | 21 | 0
426 | MMSSKM | NS | 2025 | 2145 | OIL SEAL 42X55X8(micoda/sun) MAKE- MICODA RAJHANS/NILKAMAL/SUPER GOLD | NO |  | 10 | 0
427 | MMSSKM | NS | 2025 | 5069 | OIL SEAL 42X62X8 (MICODA/SUN) MAKE- MICODA RAJHANS/NILKAMAL/SUPER GOLD | NO |  | 12 | 0
428 | MMSSKM | NS | 2025 | 8137 | OIL SEAL 42X63X10 MAKE - MICODA/RAJHANS/NILKAMAL/SUPER GOLD | NO |  | 4 | 0
429 | MMSSKM | NS | 2025 | 8138 | OIL SEAL 42X65X8 MAKE - MICODA/RAJHANS/NILKAMAL/SUPER GOLD | NO |  | 6 | 0
430 | MMSSKM | NS | 2025 | 3547 | OIL SEAL 45X70X12 MAKE - MICODA/RAJHANS/NILKAMAL/SUPER GOLD | NO |  | 16 | 0
431 | MMSSKM | NS | 2025 | 5070 | OIL SEAL 48X58X10 (MICODA/SUN) MAKE- MICODA RAJHANS/NILKAMAL/SUPER GOLD | NO |  | 15 | 0
432 | MMSSKM | NS | 2025 | 3545 | OIL SEAL 48X72X10 MAKE- MICODA RAJHANS/NILKAMAL/SUPER GOLD | NO |  | 13 | 0
433 | MMSSKM | NS | 2025 | 1506 | OIL SEAL 48X80X10 (MICODA/SUN) MAKE- MICODA RAJHANS/NILKAMAL/SUPER GOLD | NO |  | 14 | 0
434 | MMSSKM | NS | 2025 | 5821 | OIL SEAL -50X70X10 MAKE - MICODA/RAJHANS/NILKAMAL/SUPER GOLD | NO |  | 20 | 0
435 | MMSSKM | NS | 2025 | 6520 | Oil Seal 50x72x10 MAKE - MICODA/RAJHANS/NILKAMAL/SUPER GOLD | NO |  | 4 | 0
436 | MMSSKM | NS | 2025 | 8143 | OIL SEAL 50X72X8 MAKE - MICODA/RAJHANS/NILKAMAL/SUPER GOLD | NO |  | 17 | 0
437 | MMSSKM | NS | 2025 | 250389 | OIL SEAL 51X85X10 MICODA MAKE RAJHANS/NILKAMAL/SUPER GOLD | NO |  | 4 | 0
438 | MMSSKM | NS | 2025 | 5021 | OIL SEAL 52X72X12 MAKE - MICODA/RAJHANS/NILKAMAL/SUPER GOLD | NO |  | 6 | 0
439 | MMSSKM | NS | 2025 | 3206 | Oil Seal 54X72X10 (MICODA/SUN) MAKE- MICODA RAJHANS/NILKAMAL/SUPER GOLD | NO |  | 11 | 0
440 | MMSSKM | NS | 2025 | 1501 | OIL SEAL 55X75X10 (micoda/sun) MAKE- MICODA RAJHANS/NILKAMAL/SUPER GOLD | NO |  | 10 | 0
441 | MMSSKM | NS | 2025 | 8140 | OIL SEAL 55X75X12 MAKE - MICODA/RAJHANS/NILKAMAL/SUPER GOLD | NO |  | 14 | 0
442 | MMSSKM | NS | 2025 | 5309 | OIL SEAL 58X80X10 MAKE - MICODA/RAJHANS/NILKAMAL/SUPER GOLD | NO |  | 14 | 0
443 | MMSSKM | NS | 2025 | 4117 | OIL SEAL 60X80X12 MAKE- MICODA RAJHANS/NILKAMAL/SUPER GOLD | NO |  | 15 | 0
444 | MMSSKM | NS | 2025 | 8107 | OIL SEAL 65X85X10 MAKE- MICODA RAJHANS/NILKAMAL/SUPER GOLD | NO |  | 4 | 0
445 | MMSSKM | NS | 2025 | 4737 | OIL SEAL 65X90X10 MAKE- MICODA RAJHANS/NILKAMAL/SUPER GOLD | NO |  | 10 | 0
446 | MMSSKM | NS | 2025 | 2707 | OIL SEAL 70X90X10 (MICODA/SUN) MAKE- MICODA RAJHANS/NILKAMAL/SUPER GOLD | NO |  | 11 | 0
447 | MMSSKM | NS | 2025 | 2065 | OIL SEAL 72X105X13 (Micoda/sun) MAKE- MICODA RAJHANS/NILKAMAL/SUPER GOLD | NO |  | 2 | 0
448 | MMSSKM | NS | 2025 | 8122 | OIL SEAL 75X100X10 MAKE- MICODA RAJHANS/NILKAMAL/SUPER GOLD | NO |  | 4 | 0
449 | MMSSKM | NS | 2025 | 1503 | OIL SEAL 75X105X13 (micoda/sun) MAKE- MICODA RAJHANS/NILKAMAL/SUPER GOLD | NO |  | 10 | 0
450 | MMSSKM | NS | 2025 | 4480 | Oil Seal 85x110x13 MAKE- MICODA RAJHANS/NILKAMAL/SUPER GOLD | NO |  | 12 | 0
451 | MMSSKM | NS | 2025 | 5823 | OIL SEL-40X55X8 MAKE - MICODA/RAJHANS/NILKAMAL/SUPER GOLD | NO |  | 5 | 0
452 | MMSSKM | NS | 2025 | 5206 | Oil stone with handle 6 INCH CARBORANDUM/BOSCH/CENTURY | NO |  | 4 | 0
453 | MMSSKM | NS | 2025 | 350020 | Old Cloth 105x500c.m. | NO |  | 20 | 0
454 | MMSSKM | NS | 2025 | 9155 | OMRON RELAY 8 CHANNEL 24V DC MAKE - OMRON | NO |  | 2 | 0
455 | MMSSKM | NS | 2025 | 7660 | O-RING FOR PNEUMATIC (DUBLE ACTING VALVE) MODEL 115DA O-RING FOR BUTTERFLY PNUMATIC VALVE (AS PER AS SAMPLE ) MAKE-STTAFORD, MODEL 115DA. MAKE - AIRA/ROTEX/NEXUS | NO |  | 2 | 0
456 | MMSSKM | NS | 2025 | 10186 | O-RING FOR PNEUMATIC (DUBLE ACTING VALVE) MODEL 125DA O-RING FOR BUTTERFLY PNUMATIC VALVE (AS PER AS SAMPLE) MAKE STAFFORD , MODEL125 DA. MAKE - AIRA/ROTEX/NEXUS | NO |  | 2 | 0
457 | MMSSKM | NS | 2025 | 1931 | OUT SIDE CALIPER 12 INCH MAKE -MITUTOYA | NO |  | 2 | 0
458 | MMSSKM | NS | 2025 | 6526 | OUT SIDE CALIPER SIZE-16 MAKE - MITUTOYA | NO |  | 4 | 0
459 | MMSSKM | NS | 2025 | 6652 | OVER LOAD RELAY CONTACTOR MOUNTING RANGE- 0.9-1.5A MAKE - ABB | NO |  | 2 | 0
460 | MMSSKM | NS | 2025 | 9306 | OVERLOAD RELY 5.5-8A CE 0080, MAKE - L&T/SCHNEIDER | NO |  | 2 | 0
461 | MMSSKM | NS | 2025 | 250003 | P.T. Bulb 10O watt 240 volt MAKE-PHILIPS/SURYA | NO |  | 747 | 0
462 | MMSSKM | NS | 2025 | 250002 | P.T. Bulb 6O watt 240 volt MAKE-PHILIPS/SURYA | NO |  | 800 | 0
463 | MMSSKM | NS | 2025 | 9567 | P.T. BULB PIN TYPE-24V 30 W MAKE - PHILIPS/SURYA | NO |  | 10 | 0
464 | MMSSKM | NS | 2025 | 550053 | Painting Brush 1 INCH | NO |  | 100 | 0
465 | MMSSKM | NS | 2025 | 4443 | Painting Brush 1/2 | NO |  | 20 | 0
466 | MMSSKM | NS | 2025 | 550055 | Painting Brush 2 INCH | NO |  | 100 | 0
467 | MMSSKM | NS | 2025 | 550052 | Painting Brush 3 INCH STANDARD | NO |  | 72 | 0
468 | MMSSKM | NS | 2025 | 550060 | Painting Brush 5 INCH STANDARD | NO |  | 48 | 0
469 | MMSSKM | NS | 2025 | 10401 | PAINTING BRUSH SIZE- 4 INCH STANDARD | NO |  | 100 | 0
470 | MMSSKM | NS | 2025 | 9067 | PAINTING BRUSH SIZE- 6 INCH PAINTING BRUSH SIZE- 6 INCH | NO |  | 85 | 0
471 | MMSSKM | NS | 2025 | 6720 | PAN DISCHARGE VALVE CYLINDER RUBBER KIT O RING SIZE ID-36MM X OD-42MM X THICK 3MM (AS PER SAMPLE) MAKE - PURI INDUSTRIES | NO |  | 15 | 0
472 | MMSSKM | NS | 2025 | 6719 | PAN DISCHARGE VALVE CYLINDER RUBBER KIT RUBBER FLAT RING SIZE OD-315 X ID 300MM X THIK 5MM PAN DISCHARGE VALVE CYLINDER RUBBER KIT. RUBBER FLAT RING SIZE- OD 315 MM X ID 300 MM X THICK 5 MM (AS PER SAMPLE) MAKE - PURI INDUSTRIES | NO |  | 13 | 0
473 | MMSSKM | NS | 2025 | 6721 | PAN DISCHARGE VALVE CYLINDER RUBBER KIT RUBBER FLAT SIZE-OD 106MM X ID 34MM X THIK 5MM MAKE - PURI INDUSTRIES | NO |  | 15 | 0
474 | MMSSKM | NS | 2025 | 7413 | PAN DISCHARGE VALVE CYLINDER RUBBER KIT SIZE 72x59x8 MM RUBBER BUCKET . RUBBER BUCKET SIZE- OD 72 MM X ID 59 MM X THICKNESS 8 MM X GROOVE DEEP 5 MM (AS PER SAMPLE) MAKE - PURI INDUSTRIES | NO |  | 20 | 0
475 | MMSSKM | NS | 2025 | 9232 | PAN DISCHARGE VALVE CYLINDER RUBBER KIT. RUBBER BUCKET SIZE- OD 301MM X ID 278 MM X BORE 100.2MM X THICKNESS 6.5MM X DEEP 10 MM X OUT OD THICKNESS 21 MM (AS PER SAMPLE) MAKE - PURI INDUSTRIES | NO |  | 3 | 0
476 | MMSSKM | NS | 2025 | 9233 | PAN DISHCARGE VALVE CYLINDER RUBBER KIT. O RING SIZE- OD 69MM X ID 59MM X THICKNESS- 5MM (AS PER SAMPLE) MAKE - PURI INDUSTRIES | NO |  | 3 | 0
477 | MMSSKM | NS | 2025 | 2343 | PIN FOR LONG & INTER RAKE CARRIER AS PER DRAWING NO. 07/10 ENTER RAKE PIN AS PER DRAWING / SAMPLE | NO |  | 200 | 0
478 | MMSSKM | NS | 2025 | 9312 | PIN FOR NYLON ROLLERSIZE - 4.5 X 25 MM AS PER SAMPLE | NO |  | 25 | 0
479 | MMSSKM | NS | 2025 | 9207 | PIPE WRIENCH - 12 INCH MAKE - TAPARIA | NO |  | 2 | 0
480 | MMSSKM | NS | 2025 | 9208 | PIPE WRIENCH - 18 INCH MAKE - TAPARIA | NO |  | 2 | 0
481 | MMSSKM | NS | 2025 | 9174 | PISTAL DRILL MACHINE BOSCH GBH 2-18E ROTARY HAMMER DRILL(CHUCK-18 MM,550WATT) MAKE - BOSCH | NO |  | 1 | 0
482 | MMSSKM | NS | 2025 | 6808 | PLA Relay 230V AC MAKE - PARAMOUNT | NO |  | 3 | 0
483 | MMSSKM | NS | 2025 | 9156 | PLA RELAY PARAMOUNT 230V AC MAKE - PARAMOUNT | NO |  | 10 | 0
484 | MMSSKM | NS | 2025 | 5446 | PLUMBER BLOCK F- 212 | NO |  | 1 | 0
485 | MMSSKM | NS | 2025 | 9103 | PNEUMATIC TIMER TIME DELAY RELAY PYE-PN, TIME RANGE- 0-180SEC 1 NO + 1 NC, CAT NO.- KRTPN 3 MAKE - BCH | NO |  | 5 | 0
486 | MMSSKM | NS | 2025 | 9138 | PORCILIN FUSE KIT-KAT 300 A MAKE - ENGLISH ELECTRIC | NO |  | 3 | 0
487 | MMSSKM | NS | 2025 | 9137 | PORCILIN FUSE KIT-KAT 500 A MAKE - ENGLISH ELECTRIC | NO |  | 1 | 0
488 | MMSSKM | NS | 2025 | 300058 | Power Hacksaw Blade 24 22 3mm MAKE - TAPARIA | NO |  | 10 | 0
489 | MMSSKM | NS | 2025 | 9022 | Pressure Gauge, Type-Bourdon, Size-0 to 2.5 K/cm2,Dial size 6 INCH,1/2 INCH Bottom connection with Syphon | NO |  | 2 | 0
490 | MMSSKM | NS | 2025 | 9188 | PRESSURE SWITCH FOR TURBINE, MODEL NO-6M20102C2K222 SEAL KIT FOR AIR PNUMATIC CUT VALVE , TYPE –PVC,SIZE -200MM ,SEATING EDPM MAKE - ROTEX/DUTTA/TECHNO | Set |  | 2 | 0
491 | MMSSKM | NS | 2025 | 9162 | PRESSURE SWITCH RANGE- 0-10 BAR MAKE - DANFOSS/NORWAY | NO |  | 1 | 0
492 | MMSSKM | NS | 2025 | 9163 | PRESSURE SWITCH RANGE- 0-100 PSI MAKE - DANFOSS/NORWAY | NO |  | 1 | 0
493 | MMSSKM | NS | 2025 | 5688 | PRINTER MACHINE RICOH IM2702 MFD. SERIAL NO.- 3299M420636 MAKE - RICOH | NO |  | 1 | 0
494 | MMSSKM | NS | 2025 | 6345 | PRINTER MACHINEHP LASERJET PRINTER M126NW MPF MAKE - HP | NO |  | 2 | 0
495 | MMSSKM | NS | 2025 | 9056 | PROFESSIONAL DRILL MACHINE TYPE- GBH2-18E MAKE - BOSCH/HITACHI/DEWALT | NO |  | 2 | 0
496 | MMSSKM | NS | 2025 | 9128 | PROXIMITY SENSORE DIA-18MM,SN: 12MM, SUPPLY 30VDC LOAD 400MA MAKE - OMRON/TECNO/NEXUS | NO |  | 12 | 0
497 | MMSSKM | NS | 2025 | 9129 | PROXIMITY SENSORE DIA-18MM,SN: 8MM, SUPPLY 30VDC LOAD 400MA MAKE - OMRON/TECNO/NEXUS | NO |  | 5 | 0
498 | MMSSKM | NS | 2025 | 9552 | PUC (08MM) PIPE. STANDARD QUALITY (ISI-MARK) , MAKE- JANATICS. MAKE - JANATICS/ROTEX/TECHNO | MTR |  | 50 | 0
499 | MMSSKM | NS | 2025 | 9813 | PULLY CONNECTING ROD FOR HOPPER AS PER SAMPLE | NO |  | 4 | 0
500 | MMSSKM | NS | 2025 | 2367 | PULSE AMPLIFIER MAKE - POWERCON | NO |  | 1 | 0
501 | MMSSKM | NS | 2025 | 9116 | PUNCHER RUBBER (COLD RUBBER) MAKE - STANDARD | KG |  | 3 | 0
502 | MMSSKM | NS | 2025 | 9102 | PUSH BUTTON CONTACTS BLOCK 1 NO + 1 NC, 05011, CAT NO.- 050N1 MAKE - BCH | NO |  | 10 | 0
503 | MMSSKM | NS | 2025 | 9488 | PUSH BUTTON CONTACTS BLOCK 1 NO + 1 NC, 05011, CAT NO.- 050N1 MAKE - BCH | NO |  | 4 | 0
504 | MMSSKM | NS | 2025 | 6559 | PVC BEND SIZE - 90MM MAKE-ACROSS/SUPREME/ASHIRWAD/IDOL | NO |  | 11 | 0
505 | MMSSKM | NS | 2025 | 9541 | PVC BODY FOOTWALL/NRV - 80 MM MAKE - HEAVY DUTY | NO |  | 9 | 0
506 | MMSSKM | NS | 2025 | 9178 | PVC ELECTRIC TAP MAKE - STANDER COMPONY | NO |  | 300 | 0
507 | MMSSKM | NS | 2025 | 9177 | PVC MARKING SLEEVE DIAMETER: 3.5MM MAKE - STANDER COMPNY | MTR |  | 3 | 0
508 | MMSSKM | NS | 2025 | 3771 | PVC Pipe 3/4 INCH MAKE-ACROSS/SUPREME/ASHIRWAD/IDOL | MTR |  | 60 | 0
509 | MMSSKM | NS | 2025 | 4980 | PVC PIPE 4 INCH MAKE-ACROSS/SUPREME/ASHIRWAD/IDOL | MTR |  | 76 | 0
510 | MMSSKM | NS | 2025 | 10404 | PVC PIPE I.S.I. SIZE- 1 INCH MAKE - ACROSS/SUPREME/ASHIRWAD/IDOL | MTR |  | 30 | 0
511 | MMSSKM | NS | 2025 | 10403 | PVC PIPE I.S.I. SIZE- 1/2 INCH MAKE - ACROSS/SUPREME/ASHIRWAD/IDOL | MTR |  | 21 | 0
512 | MMSSKM | NS | 2025 | 3627 | PVC SOCKET 1/2 INCH MAKE-ACROSS/SUPREME/ASHIRWAD/IDOL | NO |  | 100 | 0
513 | MMSSKM | NS | 2025 | 6904 | PVC TANK JOINTER SIZE-1 INCHMAKE-ACROSS/SUPREME/ASHIRWAD/IDOL | NO |  | 17 | 0
514 | MMSSKM | NS | 2025 | 6908 | PVC TANK JOINTER SIZE-3/4MAKE-ACROSS/SUPREME/ASHIRWAD/IDOL | NO |  | 17 | 0
515 | MMSSKM | NS | 2025 | 250017 | PVC TAPE ( R,Y,B, ) - 1.8 X 7 0.125 MAKE - STEEL GRIP | NO |  | 357 | 0
516 | MMSSKM | NS | 2025 | 8226 | PVC TEE 4 INCH MAKE-ACROSS/SUPREME/ASHIRWAD/IDOL | NO |  | 20 | 0
517 | MMSSKM | NS | 2025 | 5297 | PVC TEE 90 MM MAKE-ACROSS/SUPREME/ASHIRWAD/IDOL | NO |  | 10 | 0
518 | MMSSKM | NS | 2025 | 9335 | PVC TRANSPERENT GARDEN PIPE WHITE COLOR ,SIZE - 3/4 INCH(EACH BUNDLE 30 MTR} | Bundle |  | 10 | 0
519 | MMSSKM | NS | 2025 | 300040 | Ring spanner 36x41 MAKE - TAPARIA | NO |  | 2 | 0
520 | MMSSKM | NS | 2025 | 1594 | RING SPANNER 6 TO 32 MAKE - TAPARIA | Set |  | 4 | 0
521 | MMSSKM | NS | 2025 | 9080 | ROLLER (NYLON) 1037 FOR STITCHING M/C 1309 MOD 80000 DX SPARE - MAKE - STITCHWELL | NO |  | 300 | 0
522 | MMSSKM | NS | 2025 | 9594 | ROOM HEATER ROD 1500 W MAKE - STANDARD | NO |  | 30 | 0
523 | MMSSKM | NS | 2025 | 8824 | ROOM HEATER ROD 2000 W | NO |  | 40 | 0
524 | MMSSKM | NS | 2025 | 9593 | ROOM HEATER SINGLE ROD FITTING COMPLETE 1500 W MAKE - STANDARD | NO |  | 30 | 0
525 | MMSSKM | NS | 2025 | 550066 | Rope Coconut ( coire string) | KG |  | 60 | 0
526 | MMSSKM | NS | 2025 | 9170 | ROSEMOUNT DP TRANSMITTER S.N. 00416363,MAXWP 3626PSI/250 BAR,CALL 0TO 1200MMH2O MAKE - ROSEMOUNT/NORWAY | NO |  | 1 | 0
527 | MMSSKM | NS | 2025 | 6812 | RPM Indicator Range-0-1500 RPM, Input 4-20MA MAKE - MASIBUS/NORWAY | NO |  | 1 | 0
528 | MMSSKM | NS | 2025 | 9100 | RPM METER ANOLOG TYPE, SIZE- 96 X 96 MM, RANGE - 0-1500, INPUT - 4-20 MA, MAKE - A.E./ RISHABH | NO |  | 2 | 0
529 | MMSSKM | NS | 2025 | 9231 | RTD PT-100,DUBAL PORT,RANGE 0C TO 600C PROBE LENGTH 300MM OD 8MM, CONNECTING THERD 1/2INCHBSP MAKE - ROTEX/ALPHA/NEXUS | NO |  | 2 | 0
530 | MMSSKM | NS | 2025 | 7638 | RUBBER BUCKET FOR PAN DISCHARGE 101X279X11 ID- 101MM, OD- 279.5MM, THICKNESS- 11MM MAKE - PURI INDUSTRIAL | NO |  | 3 | 0
531 | MMSSKM | NS | 2025 | 7637 | RUBBER BUCKET FOR PAN DISCHARGE 101X303X280 ID- 101MM, OD- 303MM, CENTER- 280MM, MAKE - PURI INDUSTRIAL | NO |  | 3 | 0
532 | MMSSKM | NS | 2025 | 5066 | RUBBER OIL SEAL 110X140X13 (MICODA/SUN) | NO |  | 5 | 0
533 | MMSSKM | NS | 2025 | 4502 | Rubber Oil Seal 40x58x10(MICODA/SUN) MAKE- MICODA RAJHANS/NILKAMAL/SUPER GOLD | NO |  | 5 | 0
534 | MMSSKM | NS | 2025 | 3414 | Rubber Oil seal 48X62X8 (micoda/sun) RAJHANS/NILKAMAL/SUPER GOLD | NO |  | 10 | 0
535 | MMSSKM | NS | 2025 | 1500 | RUBBER OIL SEAL 60X85X10 MICODA | NO |  | 5 | 0
536 | MMSSKM | NS | 2025 | 7636 | RUBBER SQURE FOR PAN DISCHARGE 297X314X5 MM ID 297MM, OD-314MM, GROUP-5 MM MAKE - PURI INDUSTRIAL | NO |  | 3 | 0
537 | MMSSKM | NS | 2025 | 7631 | RUBBER SQURE FOR PAN DISCHARGE 298X315X4 MM ID 298MM, OD-315MM, GROUP-4 MM MAKE - PURI INDUSTRIAL | NO |  | 3 | 0
538 | MMSSKM | NS | 2025 | 7616 | RUBBER SQURE FOR PAN DISCHARGE 300X312X7 ID 300MM, OD-312MM, GROUP-7 MM MAKE - PURI INDUSTRIAL | NO |  | 3 | 0
539 | MMSSKM | NS | 2025 | 7617 | RUBBER SQURE FOR PAN DISCHARGE 300X319X7 ID 300MM, OD-319MM, GROUP-7 MM MAKE - PURI INDUSTRIAL | NO |  | 3 | 0
540 | MMSSKM | NS | 2025 | 9583 | RUBBER STAR FOR LOVE JOY COUPLING L-40 MAKE - BK JAGAN/UTKARSH/UNIQUE | NO |  | 5 | 0
541 | MMSSKM | NS | 2025 | 9581 | RUBBER STAR FOR LOVE JOY COUPLING L-0.70 MAKE - BK JAGAN/UTKARSH/UNIQUE | NO |  | 5 | 0
542 | MMSSKM | NS | 2025 | 9582 | RUBBER STAR FOR LOVE JOY COUPLING L-60 MAKE - BK JAGAN/UTKARSH/UNIQUE | NO |  | 5 | 0
543 | MMSSKM | NS | 2025 | 5917 | RUBBER V SEAL TOP & BOTTOM HOSING FOR UC 1500 | NO |  | 18 | 0
544 | MMSSKM | NS | 2025 | 5776 | RUSTOLLINE MAKE - PIDILITE (200 ML EACH PACK) | NO |  | 25 | 0
545 | MMSSKM | NS | 2025 | 1913 | S.S. BIB COCK 1/2 MAKE-ACROSS/SUPREME/ASHIRWAD/IDOL | NO |  | 50 | 0
546 | MMSSKM | NS | 2025 | 6553 | S.S. LONG BIB COCK SIZE - 1/2 MAKE-ACROSS/SUPREME/ASHIRWAD/IDOL | NO |  | 20 | 0
547 | MMSSKM | NS | 2025 | 9230 | S.S. NOZEL FOR A AUTOMATION CENTRIFUGAL MACHINE (AS PER SAMPLE) MAKE - STANDARD | NO |  | 20 | 0
548 | MMSSKM | NS | 2025 | 9071 | S.S. PLAIN ROD - 12.50 MM STANDARD QUALITY | MTR |  | 6 | 0
549 | MMSSKM | NS | 2025 | 9070 | S.S. PLAIN ROD - 14 MM STANDARD QUALITY | MTR |  | 6 | 0
550 | MMSSKM | NS | 2025 | 9072 | S.S. PLAIN ROD - 16 MM STANDARD QUALITY | MTR |  | 6 | 0
551 | MMSSKM | NS | 2025 | 4922 | S.S. REDUCER 1/2 INCHX3/8 INCH MALE | NO |  | 8 | 0
552 | MMSSKM | NS | 2025 | 4921 | S.S. REDUCER -3/8X1/2 INCH MALE | NO |  | 8 | 0
553 | MMSSKM | NS | 2025 | 9169 | S.S. REDUCER CONNECTOR FROM FEMALE 1/2 INCH TO 1 INCH MALE | NO |  | 8 | 0
554 | MMSSKM | NS | 2025 | 9168 | S.S. REDUCER CONNECTOR FROM FEMALE 1 TO 1/2 INCH MALE | NO |  | 7 | 0
555 | MMSSKM | NS | 2025 | 9166 | S.S. REDUCER CONNECTOR FROM FEMALE 1/2 INCH TO 1/4 INCH MALE | NO |  | 8 | 0
556 | MMSSKM | NS | 2025 | 9165 | S.S. REDUCER CONNECTOR FROM FEMALE 1/4 INCH TO 1/2 INCH MALE | NO |  | 7 | 0
557 | MMSSKM | NS | 2025 | 9343 | S.S. SCREEN TIGHTING CLAMP FOR UC-1100,AS PER SAMPLE, STANDARD | NO |  | 10 | 0
558 | MMSSKM | NS | 2025 | 9345 | S.S. TIGHTING CLAMP UC-1500 ,AS PER SAMPLE, STANDARD | NO |  | 10 | 0
559 | MMSSKM | NS | 2025 | 3921 | S.S.CLAMP L-TYPE FOR UC-1500 CONTINIOUS MACHINE AS PER SAMPLE | NO |  | 3 | 0
560 | MMSSKM | NS | 2025 | 5817 | SAFETY HELMET WHITE, MAKE -UDYOG | NO |  | 100 | 0
561 | MMSSKM | NS | 2025 | 9824 | SAFETY / RELIEF VALVE MODEL NO. - B165/CC41AA , SIZE -200X300 , SR.NO. -76130 MAKE - AINGER LESER VALVES PVT.LTD. | NO |  | 1 | 0
562 | MMSSKM | NS | 2025 | 9194 | SAFETY HALMET (YELLOW) MAKE - UDYOGI | NO |  | 200 | 0
563 | MMSSKM | NS | 2025 | 9842 | SAFETY VALVE SIZE - 4 INCH (100 MM) AS PER SAMPLE | NO |  | 3 | 0
564 | MMSSKM | NS | 2025 | 2765 | Safty Belt MAKE - STANDARD QUALITY | NO |  | 5 | 0
565 | MMSSKM | NS | 2025 | 3724 | SAFTY EYE WEAR (GOGGLE) MAKE - STANDARD QUALITY | NO |  | 50 | 0
566 | MMSSKM | NS | 2025 | 9219 | SCREW DRIVER 10 INCH MAKE - TAPARIA | NO |  | 4 | 0
567 | MMSSKM | NS | 2025 | 9220 | SCREW DRIVER 12 INCH MAKE - TAPARIA | NO |  | 4 | 0
568 | MMSSKM | NS | 2025 | 9217 | SCREW DRIVER 8 INCH MAKE - TAPARIA | NO |  | 4 | 0
569 | MMSSKM | NS | 2025 | 9221 | SCREW DRIVER T-20 MAKE - TAPARIA | NO |  | 3 | 0
570 | MMSSKM | NS | 2025 | 9213 | SCREW DRIVER-SET MAKE - TAPARIA | Set |  | 4 | 0
571 | MMSSKM | NS | 2025 | 7422 | SEAL KIT FOR AIR PNUMATIC CUT VALVE TYPE-PVC SIZE 300 MM MAKE- PURI INDUSTRIAL | Set |  | 4 | 0
572 | MMSSKM | NS | 2025 | 2526 | SEMI CONDUCTOR SQURE BODY DIN - 43653 BOLTED TAGS HIGH SPEED FUSE 630A/620 (IE) 700 (UL) CAT NO - 170M6144. / 170M 6011 MAKE - BUSSMAN | NO |  | 5 | 0
573 | MMSSKM | NS | 2025 | 9107 | SEMI CONDUCTOR SQURE BODY DIN- 43653 BOLTED TAGS HIGH SPEED FUSE. 630A, 1250 V (IE), 1300V (UL), CAT NO.- 170M6144./ 170M 6011 MAKE - BUSSMANN | NO |  | 5 | 0
574 | MMSSKM | NS | 2025 | 3061 | SHOES FOR SECURITY GAURDS NO. 9 / No. 10 MAKE-BATA/MANGLA | Pair |  | 4 | 0
575 | MMSSKM | NS | 2025 | 9060 | SIGNAL CABLE 1.5 MM2 , ARMOURED , SIGNAL - 100 MTR | pack |  | 1 | 0
576 | MMSSKM | NS | 2025 | 9181 | Signal Cable1.0mm2,armoured,Signal-100mtr | pack |  | 1 | 0
577 | MMSSKM | NS | 2025 | 9180 | Signal Cable1.5mm2,armoured,Signal-100mtr | pack |  | 1 | 0
578 | MMSSKM | NS | 2025 | 6315 | SIGNAL ISOLATOR INPUT 0-20 MA, OUTPUT 0-10 V DC ( DUAL , SINGAL CHANNEL MAKE -MASIBUS/ELECTROMED/JNA/NORWAY) | NO |  | 1 | 0
579 | MMSSKM | NS | 2025 | 9068 | SINGLE ISOLATOR INPUT 4ma to 20ma ,OUTPUT 4ma to 20ma 4th CHANNEL MAKE - MASIBUS /TECHNO/NEXUS | NO |  | 1 | 0
580 | MMSSKM | NS | 2025 | 6895 | Single Phase Amp Meter Digital (4 Digit) ITEM CODE - 129180611 MAKE - A.E. | NO |  | 12 | 0
581 | MMSSKM | NS | 2025 | 9380 | SINGLE SPROCKET CHAIN PITCH- 25 MM, LENGTH - 85 INCH (AS PER SAMPLE) MAKE - STANDARD | NO |  | 1 | 0
582 | MMSSKM | NS | 2025 | 9381 | SINGLE SPROCKET CHAIN PITCH- 25 MM, LENGTH - 98 INCH (AS PER SAMPLE) MAKE - STANDARD | NO |  | 1 | 0
583 | MMSSKM | NS | 2025 | 9063 | SLAGE HAMMER-10KG WITH HANDLE | NO |  | 2 | 0
584 | MMSSKM | NS | 2025 | 9064 | SLAGE HAMMER-5KG WITH HANDLE | NO |  | 2 | 0
585 | MMSSKM | NS | 2025 | 9844 | SLEPRING SET FOR MOTOR, MAKE - MAROTHAN MOTAR DETAIL- KW-132, RPM-940, FRAME NO. - CW-315M | Set |  | 2 | 0
586 | MMSSKM | NS | 2025 | 9210 | SLIDE WRENCH SIZE-10 INCH MAKE - TAPARIA/STENLEY | NO |  | 2 | 0
587 | MMSSKM | NS | 2025 | 9212 | SLIDE WRENCH SIZE-18 INCH MAKE - TAPARIA/STENLEY | NO |  | 2 | 0
588 | MMSSKM | NS | 2025 | 9209 | SLIDE WRENCH SIZE-8 INCH MAKE - TAPARIA/STENLEY | NO |  | 2 | 0
589 | MMSSKM | NS | 2025 | 9211 | SLIDE WRIENCH- 12 INCH MAKE - TAPARIA | NO |  | 2 | 0
590 | MMSSKM | NS | 2025 | 4167 | Slide Wrinch 6 INCH MAKE - TAPARIA | NO |  | 4 | 0
591 | MMSSKM | NS | 2025 | 5670 | SLOGGING RING SPANNER/HAMMER 36 MM MAKE - TAPARIA | NO |  | 2 | 0
592 | MMSSKM | NS | 2025 | 5671 | SLOGGING RING SPANNER/HAMMER 55 MM MAKE - TAPARIA | NO |  | 1 | 0
593 | MMSSKM | NS | 2025 | 9214 | SLOGGING SPANNER (RING END) SIZE- 30 MM HEAVY DUTY MAKE - TAPARIA | NO |  | 2 | 0
594 | MMSSKM | NS | 2025 | 9558 | SOLENOID VALVE RIPERING KIT MAKE - ROTEX/ KARMA/NORWAY | NO |  | 4 | 0
595 | MMSSKM | NS | 2025 | 6641 | SPARE KIT MNX 110 MAKE - L&T/SCHNEIDER | Set |  | 2 | 0
596 | MMSSKM | NS | 2025 | 6636 | SPARE KIT MNX 32 MAKE - L&T/SCHNEIDER | Set |  | 1 | 0
597 | MMSSKM | NS | 2025 | 6637 | SPARE KIT MNX 40 MAKE - L&T/SCHNEIDER | Set |  | 1 | 0
598 | MMSSKM | NS | 2025 | 6639 | SPARE KIT MNX 50 MAKE - L&T/SCHNEIDER | NO |  | 5 | 0
599 | MMSSKM | NS | 2025 | 6640 | SPARE KIT MNX 80 MAKE - L&T/SCHNEIDER | Set |  | 5 | 0
600 | MMSSKM | NS | 2025 | 9256 | SPARE KIT MNX 95 MAKE - L&T/SCHNEIDER | Set |  | 5 | 0
601 | MMSSKM | NS | 2025 | 9586 | SPLIT A.C - 1.5 TON,FOUR WAY SWING, WITH STABILIZER, INSTALATION,TESTING AND TRIAL,MAKE - LG/DAIKIN/VOLTAS SPLIT A.C - 1.5 TON,FOUR WAY SWING, WITH STABILIZER, INSTALATION,TESTING AND TRIAL,MAKE - LG/DAIKIN/VOLTAS | NO |  | 2 | 0
602 | MMSSKM | NS | 2025 | 9326 | SPLIT PIN - 1.5X15 MM | NO |  | 50 | 0
603 | MMSSKM | NS | 2025 | 9328 | SPLIT PIN - 2.5 X 25 MM | NO |  | 100 | 0
604 | MMSSKM | NS | 2025 | 9327 | SPLIT PIN - 2X20 MM | NO |  | 100 | 0
605 | MMSSKM | NS | 2025 | 3542 | SPLIT PIN 6X50 MM FOR CANE CARRIER | NO |  | 3000 | 0
606 | MMSSKM | NS | 2025 | 6803 | SPLIT PIN FOR CONVEYOR CHAIN 1048 MAKE - STITCHWELL STITCHING M/C 1309 MOD 80000 DX SPARE - STITCWELL | NO |  | 200 | 0
607 | MMSSKM | NS | 2025 | 2700 | Split pin size-3/16 INCHX2 INCH | NO |  | 100 | 0
608 | MMSSKM | NS | 2025 | 10400 | SPRAY GUN FOR PAINTING MAKE - STANDARD | NO |  | 1 | 0
609 | MMSSKM | NS | 2025 | 9412 | SPRING FOR PNUMATIC CYLENDER, MODEL -65 DA, MAKE - STAFFORD/NORWAY/NEXUS | NO |  | 2 | 0
610 | MMSSKM | NS | 2025 | 9348 | SPRING STEEL STRIP, SIZE - 900 MM LENGTH X WIDTH - 80 MM X THICKNESS - 1.5 MM, STANDARD QUILITY | NO |  | 20 | 0
611 | MMSSKM | NS | 2025 | 290077 | spring washer 1/2 INCH STANDARD QUALITY | NO |  | 100 | 0
612 | MMSSKM | NS | 2025 | 5159 | SPRING WASHER 1/4 INCH STANDARD QUALITY | NO |  | 100 | 0
613 | MMSSKM | NS | 2025 | 3918 | SPRING WASHER 3/8 INCH STANDARD QUALITY | NO |  | 50 | 0
614 | MMSSKM | NS | 2025 | 9726 | SQUARE BAR 50x50 MM (FOR CANE UNLOADER) | MTR |  | 16 | 0
615 | MMSSKM | NS | 2025 | 9722 | SQUARE BAR 65x65 MM (FOR CANE UNLOADER) | MTR |  | 9 | 0
616 | MMSSKM | NS | 2025 | 6502 | SQUARE TIP TOOL, SIZE 10x25 MM MM MAKE - SANVICK/MIRANDA | NO |  | 10 | 0
617 | MMSSKM | NS | 2025 | 6501 | SQUARE TIP TOOL, SIZE 8X25 MM MM MAKE - SANVICK/MIRANDA | NO |  | 10 | 0
618 | MMSSKM | NS | 2025 | 9402 | SS BALL VALVE-3/4 INCH MAKE - ACROSS/SUPREME/ASHIRWAD/IDOL | NO |  | 12 | 0
619 | MMSSKM | NS | 2025 | 9357 | SS CLAMP SIZE - 8 INCH MAKE - MIRINDA | NO |  | 10 | 0
620 | MMSSKM | NS | 2025 | 9404 | SS PIPE ,SIZE - 2 1/2 INCH MAKE - STANDARD QUALITY | MTR |  | 6 | 0
621 | MMSSKM | NS | 2025 | 7969 | SS PIPE 1 INCH MAKE - STANDARD QUALITY | MTR |  | 12 | 0
622 | MMSSKM | NS | 2025 | 8678 | STACKER IRON SLAT WITH ROLLER SIZE - 712 MM X 50 X25 ( AS PER SAMPLE) STANDARD | NO |  | 12 | 0
623 | MMSSKM | NS | 2025 | 550074 | STAG Type B For Jointing MAKE - PIDILITE | KG |  | 5 | 0
624 | MMSSKM | NS | 2025 | 5019 | STAND WITH WHEEL SIZE 230MM FOR CONVEYOR BELT (AS PER SAMPLE) MAKE - STANDARD | NO |  | 20 | 0
625 | MMSSKM | NS | 2025 | 9530 | STAR DELTA TIMER EIRES-225, SUPPLY VOLTAGE 240VAC, CONTACTS-5A.RANGE-30/60/90/120 SEC, CAT NO.- 20STDO MICON ELECTRONIC TIMER MAKE - GIC/GENERAL | NO |  | 2 | 0
626 | MMSSKM | NS | 2025 | 9810 | STEEL ALMIRA 6 FEET X 3 FEET X 1.6 FEET BIG SIZE MAKE - GODREJ | NO |  | 2 | 0
627 | MMSSKM | NS | 2025 | 9320 | STEEL EXTERNAL CIRCLIP SIZE - 72 X 80 X 2.5MM | NO |  | 20 | 0
628 | MMSSKM | NS | 2025 | 5205 | Steel wire brush 6 INCH Heavy duty Wooden handle | NO |  | 200 | 0
629 | MMSSKM | NS | 2025 | 3033 | STITCHING Machine Oil | litre |  | 20 | 0
630 | MMSSKM | NS | 2025 | 9396 | SUMBERSIBLE PANDUBBI PUMP WITH MOTOR, STARTER, 440V, 3 PHASE, 20 HP, 2900 RPM MAKE - KIRLOSKAR/CROMPTON/TEXMO EQUA SUMBERSIBLE PANDUBBI PUMP WITH MOTOR, STARTER, 440V, 3 PHASE, 20 HP, 2900 RPM MAKE - KIRLOSKAR/CROMPTON/TEXMO EQUA | NO |  | 1 | 0
631 | MMSSKM | NS | 2025 | 9393 | SUMBERSIBLE PUMP WITH MOTOR, STARTER, 440V, 3 PHASE, 10 HP, 2900 RPM MAKE - KIRLOSKAR/CROMPTON/TEXMO EQUA | NO |  | 1 | 0
632 | MMSSKM | NS | 2025 | 9395 | SUMBERSIBLE PUMP WITH MOTOR, STARTER, 440V, 3 PHASE, 5 HP, 2900 RPM MAKE - KIRLOSKAR/CROMPTON/TEXMO EQUA | NO |  | 3 | 0
633 | MMSSKM | NS | 2025 | 9394 | SUMBERSIBLE PUMP WITH MOTOR, STARTER, 440V, 3 PHASE, 7.5 HP, 2900 RPM MAKE - KIRLOSKAR/CROMPTON/TEXMO EQUA | NO |  | 3 | 0
634 | MMSSKM | NS | 2025 | 10950 | SUPPLY OF NEW MOTOR THREE PHASE INDUCTION ,5 HP,1440 RPM,MAKE - KAVITSU | NO |  | 5 | 0
635 | MMSSKM | NS | 2025 | 2123 | T.B. WITH ITS CLIP FOR CENTRIFUGAL MAKE-FTC,SIZE 6MM 2-750 VAC | NO |  | 20 | 0
636 | MMSSKM | NS | 2025 | 9806 | TAFLOAN GLAND PACKING, SIZE- 5 MM | NO |  | 1 | 0
637 | MMSSKM | NS | 2025 | 9527 | TAFLON TAPE - 1/2 INCH MAKE - STANDRAD | NO |  | 200 | 0
638 | MMSSKM | NS | 2025 | 9528 | TAFLON TAPE - 3/4 INCH MAKE - STANDRAD | NO |  | 200 | 0
639 | MMSSKM | NS | 2025 | 6905 | TANK OVERFLOW VALVE SIZE-1 INCHMAKE-ACROSS/SUPREME/ASHIRWAD/IDOL | NO |  | 18 | 0
640 | MMSSKM | NS | 2025 | 6906 | TANK OVERFLOW VALVE SIZE-1/2 INCHMAKE-ACROSS/SUPREME/ASHIRWAD/IDOL | NO |  | 11 | 0
641 | MMSSKM | NS | 2025 | 6907 | TANK OVERFLOW VALVE SIZE-3/4 INCHMAKE-ACROSS/SUPREME/ASHIRWAD/IDOL | Set |  | 3 | 0
642 | MMSSKM | NS | 2025 | 8677 | TAP SET 6 MM MAKE -MIRINDA/TOTAM | Set |  | 2 | 0
643 | MMSSKM | NS | 2025 | 6427 | Tap Set HSS 18mm MAKE -MIRINDA/TOTAM | Set |  | 2 | 0
644 | MMSSKM | NS | 2025 | 3188 | TEFLON ROD 1.5 INCHx12 INCH MAKE - STANDRAD | NO |  | 1 | 0
645 | MMSSKM | NS | 2025 | 9544 | TEMPERATURE GAUGE (DIAL SIZE-4INCH) RANGE - 0- 100 °C, THREAD SIZE- 1/4INCH MAKE - TRIVENI / WAREE / GENERAL/NORWAY | NO |  | 1 | 0
646 | MMSSKM | NS | 2025 | 9566 | TEMPERATURE GAUGE , RANGE -0 TO 500 DEGREE . C., CONNECTING SIZE -1INCH, PROBE LENGTH -18INCH , PROBE DIA -10 MM ,DIAL SIZE - 6INCH SS BODY(MANUFACTURER CHECKED CERTIFICATE AND SHOULD BE AUTHORISED DEALER) MAKE - WAREE / GENERAL/NORWAY | Set |  | 2 | 0
647 | MMSSKM | NS | 2025 | 5705 | TEMPRATURE INDICATOR : 96MM X 96MM FOR TURBINE PANEL SUPPLY 220V AC I/P THERMO COUPLE SIZE - 96X96MM(MANUFACTURER CHECKED CERTIFICATE AND SHOULD BE AUTHORISED DEALER), MAKE- TRIVENI MAKE - TRIVENI/NORWAY/ABB | Set |  | 1 | 0
648 | MMSSKM | NS | 2025 | 9391 | TERMINAL BLOCK MOUNTING TRACK( RAILS) DIN SIZE- 32MM MAKE - ALTECH | MTR |  | 5 | 0
649 | MMSSKM | NS | 2025 | 9389 | TERMINAL BLOCK MOUNTING TRACK( RAILS) DIN SIZE- 35MM MAKE - ALTECH | MTR |  | 5 | 0
650 | MMSSKM | NS | 2025 | 300008 | TESTER 813 (415v ,240 v) MAKE - TAPARIA | NO |  | 2 | 0
651 | MMSSKM | NS | 2025 | 2231 | Thermocouple (k-type) DUBAL PORTPROBE LENGTH 300MM,OD 8MM, CONNECTING THERD 1/2INCHBSP MAKE - ROTEX/ALPHA/NEXUS | NO |  | 2 | 0
652 | MMSSKM | NS | 2025 | 9564 | THERMOCOUPLE PROBE LENGTH- 12 INCH, PROB DIA- 10MM, (TYPE-K) MAKE - WAREE / GENERAL/NORWAY | NO |  | 1 | 0
653 | MMSSKM | NS | 2025 | 2827 | Top Botton Rubber v seal size-uc-1100 | Set |  | 18 | 0
654 | MMSSKM | NS | 2025 | 9386 | TRANSPERENT PIPE SIZE 5MM-OD, 4MM-ID MAKE - JISL INSTRUMENT | MTR |  | 10 | 0
655 | MMSSKM | NS | 2025 | 9065 | TURMINAL OPOXY BOX FOR FABRIZER MOTOR 500KW, MAKE-CRMPTION GREAVES | Set |  | 2 | 0
656 | MMSSKM | NS | 2025 | 1410 | TYRE COUPLING HPT - 316 (H.T.) MAKE- BK JAGAN/UTKARSH/UNIQUE | NO |  | 2 | 0
657 | MMSSKM | NS | 2025 | 1398 | TYRE COUPLING HPT -160 MAKE- BK JAGAN/UTKARSH/UNIQUE | Set |  | 4 | 0
658 | MMSSKM | NS | 2025 | 1399 | TYRE COUPLING HPT -178 (H.T.)MAKE- BK JAGAN/UTKARSH/UNIQUE | Set |  | 5 | 0
659 | MMSSKM | NS | 2025 | 6197 | TYRE COUPLING PH-126 MAKE- BK JAGAN/UTKARSH/UNIQUE | NO |  | 2 | 0
660 | MMSSKM | NS | 2025 | 6669 | TYRE COUPLING PH-78 MAKE- BK JAGAN/UTKARSH/UNIQUE | NO |  | 3 | 0
661 | MMSSKM | NS | 2025 | 4210 | U- CLAMP 5/8 INCH MAKE STANDARD | NO |  | 10 | 0
662 | MMSSKM | NS | 2025 | 9325 | U, BOLTS & NUT ,SIZE- 20MM | NO |  | 7 | 0
663 | MMSSKM | NS | 2025 | 9718 | UC 1500 C/F MACHINE TOP COVER MAKE - UTTAM | NO |  | 1 | 0
664 | MMSSKM | NS | 2025 | 9379 | UNION-1-1/4 INCH MAKE - ACROSS/SUPREME/ASHIRWAD/IDOL | NO |  | 12 | 0
665 | MMSSKM | NS | 2025 | 6554 | UPVC BEND & UPVC BRASS BEND SIZE - 1/2 INCH MAKE-ACROSS/SUPREME/ASHIRWAD/IDOL | NO |  | 55 | 0
666 | MMSSKM | NS | 2025 | 6552 | UPVC BEND 25/30 MM & UPVC BRASS BEND SIZE - 1 INCH MAKE-ACROSS/SUPREME/ASHIRWAD/IDOL | NO |  | 25 | 0
667 | MMSSKM | NS | 2025 | 9422 | UPVC BEND I.S.I. SIZE-1 INCH MAKE - ACROSS/SUPREME/ASHIRWAD/IDOL | NO |  | 80 | 0
668 | MMSSKM | NS | 2025 | 9405 | UPVC BEND I.S.I. SIZE-1/2 INCH MAKE - ACROSS/SUPREME/ASHIRWAD/IDOL | NO |  | 90 | 0
669 | MMSSKM | NS | 2025 | 9406 | UPVC BEND I.S.I. SIZE-3/4 INCH MAKE - ACROSS/SUPREME/ASHIRWAD/IDOL | NO |  | 25 | 0
670 | MMSSKM | NS | 2025 | 5268 | UPVC PIPE 1 INCH & 30 MM MAKE-ACROSS/SUPREME/ASHIRWAD/IDOL | MTR |  | 150 | 0
671 | MMSSKM | NS | 2025 | 5269 | UPVC PIPE size-1/2 INCH MAKE-ACROSS/SUPREME/ASHIRWAD/IDOL | MTR |  | 195 | 0
672 | MMSSKM | NS | 2025 | 9397 | UPVC PIPE SOCKET SIZE - 8 INCH THICK - 7 MM MAKE - ACROSS/SUPREME/ASHIRWAD/IDOL | NO |  | 3 | 0
673 | MMSSKM | NS | 2025 | 9362 | UPVC PIPE SOLVENT 200 ML EACH MAKE - ACROSS/SUPREME/ASHIRWAD/IDOL | NO |  | 20 | 0
674 | MMSSKM | NS | 2025 | 6901 | UPVC PLAIN COOK SIZE1 INCH, MAKE - ACROSS/SUPREME/ASHIRWAD/IDOL | NO |  | 20 | 0
675 | MMSSKM | NS | 2025 | 7562 | UPVC REDUCER 1 INCHX1/4 INCH MAKE-ACROSS/SUPREME/ASHIRWAD/IDOL | NO |  | 20 | 0
676 | MMSSKM | NS | 2025 | 6124 | UPVC Reducer size-1 INCHx1/2 INCH MAKE-ACROSS/SUPREME/ASHIRWAD/IDOL | NO |  | 20 | 0
677 | MMSSKM | NS | 2025 | 6125 | UPVC Reducer size-3/4 INCHx1/2 INCH MAKE-ACROSS/SUPREME/ASHIRWAD/IDOL | NO |  | 15 | 0
678 | MMSSKM | NS | 2025 | 4972 | UPVC SOCKET 1 INCH (25 MM & 30 MM) MAKE-ACROSS/SUPREME/ASHIRWAD/IDOL | NO |  | 100 | 0
679 | MMSSKM | NS | 2025 | 9360 | UPVC SOCKET SIZE - 6 INCH THICK - 4 MM MAKE - ACROSS/SUPREME/ASHIRWAD/IDOL | NO |  | 5 | 0
680 | MMSSKM | NS | 2025 | 9503 | UPVC SOCKET SIZE- 90 MM MAKE - ACROSS/SUPREME/ASHIRWAD/IDOL | NO |  | 10 | 0
681 | MMSSKM | NS | 2025 | 9542 | UPVC SOLVENT MAKE - ACROSS/SUPREME/ASHIRWAD/IDOL | litre |  | 5 | 0
682 | MMSSKM | NS | 2025 | 10830 | UPVC TEE 1 INCH MAKE - ACROSS/SUPREME/ASHIRWAD/IDOL | NO |  | 25 | 0
683 | MMSSKM | NS | 2025 | 5271 | UPVC TEE 1/2 INCH MAKE-ACROSS/SUPREME/ASHIRWAD/IDOL | NO |  | 15 | 0
684 | MMSSKM | NS | 2025 | 6556 | UPVC UNION SOCKET PLAIN SIZE - 1 INCH MAKE-ACROSS/SUPREME/ASHIRWAD/IDOL | NO |  | 13 | 0
685 | MMSSKM | NS | 2025 | 6558 | UPVC UNION SOCKET PLAIN SIZE 1/2 INCH MAKE-ACROSS/SUPREME/ASHIRWAD/IDOL | NO |  | 40 | 0
686 | MMSSKM | NS | 2025 | 6557 | UPVC UNION SOCKET PLAIN SIZE 3/4 INCH MAKE-ACROSS/SUPREME/ASHIRWAD/IDOL | NO |  | 30 | 0
687 | MMSSKM | NS | 2025 | 9222 | UTILITI NIFE MAKE - TAPARIA | NO |  | 2 | 0
688 | MMSSKM | NS | 2025 | 2464 | U-TYRE COUPLING FOR UC-1500 CONTINIOUS MACHINE AS PER SAMPLE | NO |  | 18 | 0
689 | MMSSKM | NS | 2025 | 9557 | VACCUME GAUGE RANGE 0 TO 30 HG BODY SS, CONNECTING SIZE 3/8 BSP DAIL SIZE 4INCH MAKE - BOWMAR / GENERAL/NORWAY | NO |  | 2 | 0
690 | MMSSKM | NS | 2025 | 1434 | VALVE LAPPING COMPOUND (ROUGH) 500 GM PACK, MAKE - CORBORANDAM | pack |  | 8 | 0
691 | MMSSKM | NS | 2025 | 1897 | VALVE LAPPING COMPOUND FINE 500 GM PACK, MAKE - CORBORANDAM | pack |  | 8 | 0
692 | MMSSKM | NS | 2025 | 9505 | VCB RELAY,TYPE- REM601BE446BB1NH 24-240 VAC/DC | NO |  | 2 | 0
693 | MMSSKM | NS | 2025 | 9112 | VERNIER CALIPER SIZE-6 INCH ZERO ERROR MAKE - MITUTOYA | NO |  | 2 | 0
694 | MMSSKM | NS | 2025 | 1471 | VERNIER CALLIPERS SIZE- 12 INCH ZERO ERROR MAKE - MITUTOYA | NO |  | 2 | 0
695 | MMSSKM | NS | 2025 | 9378 | VOLTAGE TRANSFORMER RATIO - (11v3)/(110Vv3),BURDEN - 30 VA,CLASS - 0.2,INSULATION LABLE - 12/28/750KV,S.N - Z33969,MAKE - INSTRANS. | NO |  | 3 | 0
696 | MMSSKM | NS | 2025 | 9159 | VOLTMETER SELECTOR SWITCH 6A-16A , MAKE- L&T MAKE - L&T/SCHNEIDER | NO |  | 3 | 0
697 | MMSSKM | NS | 2025 | 7955 | WALL MIXER MAKE- JAQUAR,PRESTIGE, | NO |  | 20 | 0
698 | MMSSKM | NS | 2025 | 4258 | WASH BASIN West Pipe MAKE-ACROSS/SUPREME/ASHIRWAD/IDOL | NO |  | 16 | 0
699 | MMSSKM | NS | 2025 | 2747 | WASHER FOR CONVEYOR CHAIN CNV 1065 STITCHING M/C 1309 MOD 80000 DX SPARE - MAKE - STITCHWELL | NO |  | 100 | 0
700 | MMSSKM | NS | 2025 | 9120 | WATER RADIATOR FOR D.C. SHUNT MOTOR DETAIL- KW - 375, RPM- 1000-1200, FRAME 1L WC 355L, RADIATOR RADIATOR TYPE- CACW, HEAT LOAD- 60 KW, TEST PRESSURE - 10 BAR. EACH SET 04 PEACES MAKE - INTEGRATED ELECTRIC CO. / MYSORE ENGINEERING ENTERPRISES | NO |  | 1 | 0
701 | MMSSKM | NS | 2025 | 9118 | WATER RADIATOR FOR FIBRIZER MOTOR DETAIL- 3 PHASE SQ. SLIPRING INDUCTION H.T. MOTOR. KW/HP-500/670, VOLT - 11000, FRAME UWR500E. EACH SET TWO PEACES MAKE - CROMPTON GREAVES LTD. | NO |  | 1 | 0
702 | MMSSKM | NS | 2025 | 6869 | WATER TANKER 1000 Ltr CAPACITY,MAKE - SINTEX,TATA,SUPREM | NO |  | 4 | 0
703 | MMSSKM | NS | 2025 | 290009 | WELDING GLASS (BLACK GLASS) MAKE - STANDARD | NO |  | 50 | 0
704 | MMSSKM | NS | 2025 | 5216 | Welding Glass (White) MAKE - STANDARD | NO |  | 40 | 0
705 | MMSSKM | NS | 2025 | 5720 | WHITE HEAT - K CASTABLE WHITE HEAT K SUPER, MAKE - CALENDRY.S ,EACH BAG - 25 KG | BAG |  | 120 | 0
706 | MMSSKM | NS | 2025 | 2102 | WHITE LEAD PASTE MAKE - STANDARD QUALITY | litre |  | 20 | 0
707 | MMSSKM | NS | 2025 | 7696 | WIRE FERRULES TERMINALS KIT SIZE 0.5, 1, 1.5 SQ MM (Crimping tool) MAKE - JANATICS/KARMA /NORWAY | Set |  | 1 | 0
708 | MMSSKM | NS | 2025 | 10397 | WIRE SILING SIZE- 1/2 INCH X LENGTH 2 MTR, BOTH SIDE LOAD PRESSED TESTED AT - 3 TON LOAD. MAKE - USHA MARTIN/SAMSON/INDEF-M | NO |  | 6 | 0
709 | MMSSKM | NS | 2025 | 1523 | WOODEN BOARD WITH SUNMICA 6X8 INCH MAKE - STANDARD QUALITY | NO |  | 10 | 0
710 | MMSSKM | NS | 2025 | 1526 | WOODEN BOARD WITH SUNMICA 8X10 INCH MAKE - STANDARD QUALITY | NO |  | 10 | 0
711 | MMSSKM | NS | 2025 | 9151 | WOODEN SCREW 1 INCH (EACH PACK 100 NO.) | pack |  | 6 | 0
712 | MMSSKM | NS | 2025 | 9152 | WOODEN SCREW 1.5 INCH (EACH PACK 100 NO.) | pack |  | 2 | 0
713 | MMSSKM | NS | 2025 | 9153 | WOODEN SCREW 2 INCH (EACH PACK 100 NO.) | NO |  | 2 | 0
714 | MMSSKM | NS | 2025 | 9150 | WOODEN SCREW 3/4 INCH (EACH PACK 100 NO.) | pack |  | 6 | 0
715 | MMSSKM | NS | 2025 | 8228 | WOODEN STRIP L-630, W-48, THICK-37 MM AS PER SAMPLE MAKE - BAKALI/DEVDAR/SAGAUN | NO |  | 25 | 0
716 | MMSSKM | NS | 2025 | 8227 | WOODEN STRIP L-900, W-80, THICK-10 MM MAKE - BAKALI/DEVDAR/SAGAUN | NO |  | 50 | 0
717 | MMSSKM | NS | 2025 | 9223 | YOKOGAWA UM33A DIGITAL INDICATOR MAKE - YOKOGAWA | NO |  | 1 | 0
718 | MMSSKM | NS | 2025 | 9226 | YOKOGAWA UT35A DIGITAL INDICATOR MAKE - YOKOGAWA | NO |  | 1 | 0
719 | MMSSKM | NS | 2025 | 10843 | PUTTY BLADE USE FOR WALL FINISHING | NO |  | 20 | 0
720 | MMSSKM | NS | 2025 | 10847 | PUTTY MIXING MACHINE | NO |  | 1 | 0
721 | MMSSKM | NS | 2025 | 2967 | WATER PROF CEMENT (TYPE OF PUTTY) | KG |  | 100 | 0
722 | MMSSKM | NS | 2025 | 4261 | BIRLA WHITE PUTTY 25 KG EACHBAG | BAG |  | 30 | 0
723 | MMSSKM | NS | 2025 | 4779 | PUTTY PAPER 150 NUMBER | NO |  | 100 | 0
724 | MMSSKM | NS | 2025 | 10958 | PLANETRY GEAR BOX CODE NO. S/112/5009CH/1454 SR NO. 11080532 MOTER CONNECTED INPUT SHAFT GEAR PINION PLANETRY GEAR BOX AS PER SAMPLE | NO |  | 30 | 0

## REFERENCE
Department Name | Code | SOR Name | SOR | UOM Name | UOM Code | false178207
36 Incubation Center (AIC 36Inc) Chhattisgarh(36INC) | 36INC | PHE | PHE | Percentage | %
ASSISSTANT COMMISSIONAR TRIBAL DEVELOPMENT NARAYANPUR C.G(ACTDN) | ACTDN | PHED | PHED1 | % of Cost of Bridge (excluding Maintenance) sanctioned by competent authority | % of Cost of Bridge (excluding Maintenance) sanctioned by competent authority
Assistant commissioner tribal department Dantewada(ACTDD) | ACTDD | RES_BUILDING | RESBDG | Per mile | %O
Atal Bihari Vajpayee Vishvavidyalaya,Bilaspur Chhattisgarh(ABVVBC) | ABVVBC | NON DSR BUILDING 2018 | NON DSR BUILDING | 1 Job | 1 Job
Balod District Urban Public Service Society(BALDUPSS) | BALDUPSS | BRIDGE | PWD_BRIDGE | 1000 no. | 1000 no.
Baloda Bazar District Urban Public Service Society(BBDUPSS) | BBDUPSS | DSR BUILDING 2016 | DSR BUILDING | 1000 piece | 1000 piece
Balrampur District Urban Public Service Societ(BPDUPSS) | BPDUPSS | NON SOR | NS | 1000No. | 1000No.
Bastar District Urban Public Service Society(BASTARJUPS) | BASTARJUPS | CPWD DSR 2016 | CPWD DSR 2016 | Print | 123
Bastar Urban Public Service Society (BSTUPSS) | BSTUPSS | PWD ROAD | PWD ROAD | Per Diem Rate | 1234
Bemetara District Urban Public Service Society(BEMDUPSS) | BEMDUPSS | WRD | WRD | MAN DAYS | 12345
Bhoramdev Sahakari Sugar Production Factory-Kabirdham(BSSPFK) | BSSPFK | ELECTRIC | ELECT | 1 Box | 1B
Bijapur District Urban Public Service Society(BIJAPURUPS) | BIJAPURUPS | PMGSY SOR | PMGSY | 1 Piece | 1P
Bilaspur District Urban Public Service Society(BJUPSS) | BJUPSS | Creda SOR | CREDA_SOR | 1 Strip | 1S
Bilaspur Smart City Limited(BSCL) | BSCL | PWD BUILDLING | PWD BLD | 1 Tube | 1T
Bilaspur Urban Public Service Society (BSPUPSS) | BSPUPSS | DSR ELECTRICAL 2016 | DSR ELECTRICAL | PRINT | 678
CG Building and other Construction workers welfare Board (CGBOCW) | CGBOCW |  |  | Siemens Per meter | A/V
Chhattisgarh Academy of Administration Nimora Raipur(CAOANR) | CAOANR |  |  | Acre | ACR
Chhattisgarh Board of Secondary Education(CBOSE) | CBOSE |  |  | AMC | AMC
Chhattisgarh Council of Science &amp; Technology(CCST) | CCST |  |  | AMPOULE | AMP
Chhattisgarh Department of Agriculture (CGDA) | CGDA |  |  | Price Should be quoted as per SKU in Aneexure-I of Tender Document | APT
CHHATTISGARH ENVIRONMENT CONSERVATION BOARD(CECB) | CECB |  |  | As per Tender | APT1
Chhattisgarh Government Labour Department(CGLD) | CGLD |  |  | Single Rate (1 Tablet/1 capsule/1 Amp/1 Vial /1 Bottle/1 Kit/1 Test Kit) | APT2
Chhattisgarh Handicraft Board (CGHCB) | CGHCB |  |  | Activity unit | AU
Chhattisgarh High Court, Bilaspur (CGHC) | CGHC |  |  | Bag | BAG
Chhattisgarh Housing Board (CGHB) | CGHB |  |  | barrel | barrel
Chhattisgarh Infotech Promotion Society (CHiPS) | CHiPS |  |  | Batch | Batch
Chhattisgarh Kamdhenu Vishwavidyalaya(CGKV) | CGKV |  |  | BHQ | BHQ
Chhattisgarh Khadi &amp; Village Industries Board(CGKVIB) | CGKVIB |  |  | Book | BK
Chhattisgarh livestock development Agency(CLDA) | CLDA |  |  | BOTTLE | BOT
Chhattisgarh Medical Services Corporation Ltd. (CGMSC) | CGMSC |  |  | Box | BOX
Chhattisgarh Mineral Development Corporation Ltd(CMDC) | CMDC |  |  | Gallons per hour (US) | BPH
Chhattisgarh Police Housing Corporation Ltd (CGPHC) | CGPHC |  |  | Brass | Brass
Chhattisgarh Railway Corporation Ltd(CRCL) | CRCL |  |  | Billing Rate Per Month | BRM
Chhattisgarh Rajya Beej Evam Krishi Vikas Nigam (CGRBEKVN) | CGRBEKVN |  |  | Bottle | BT
Chhattisgarh Rajya Sahakari Bank Mydt(CRSBM) | CRSBM |  |  | Bundle | Bundle
Chhattisgarh Regional Science Centre Society(CRSCS) | CRSCS |  |  | Cubic sentimeter /second | C3S
Chhattisgarh Road Development Corporation Limited(CGRDC) | CGRDC |  |  | Canister | CAN
Chhattisgarh State Civil Supplies Corp. Limited (SCSC) | SCSC |  |  | Carton | CAR
Chhattisgarh State Co-Operative Marketing Federation Limited(CGMARKFED) | CGMARKFED |  |  | Cubic Centimeter | CCM
Chhattisgarh State Cooperative Dairy Federation Ltd.(CGCDF) | CGCDF |  |  | Cubic decimeter | CD3
Chhattisgarh State Election Commission(CSEC) | CSEC |  |  | Centiliter | CL
Chhattisgarh State Industrial Development Corporation (CSIDC) | CSIDC |  |  | cm | cm
Chhattisgarh State Information Infrastructure Corporation Limited(CSIICL) | CSIICL |  |  | Centimeter | CM
Chhattisgarh State Mandi Board (CGSMB) | CGSMB |  |  | Square centimeter | CM2
Chhattisgarh State Minor Forest Produce-Trading & Development Co-Operative Federation Ltd (CGMFPFED) | CGMFPFED |  |  | coils | coils
Chhattisgarh State Power Distribution Company Limited (CGSPDCL) | CGSPDCL |  |  | COILS | Coils
Chhattisgarh State Power Generation Company Limited (CGSPGCL) | CGSPGCL |  |  | CONE | CONE
Chhattisgarh State Power Transmission Company Limited (CGSPTCL) | CGSPTCL |  |  | Copies | Copies
Chhattisgarh State Renewable Energy Development Agency(CREDA) | CREDA |  |  | Crate | CRT
Chhattisgarh State Skill Development Authority(CSSDA) | CSSDA |  |  | Case | CS
Chhattisgarh State Warehousing Corporation (CGSWC) | CGSWC |  |  | Cu.Mtr. | Cu.Mtr.
Chhattisgarh Text Book Corporation (CGTBC) | CGTBC |  |  | cubic feet | cubic feet
CHHATTISGARH TOURISM BOARD(CGT) | CGT |  |  | cubic feet (CFT) | cubic feet (CFT)
Chhattisgarh Transport Department(CTD) | CTD |  |  | cum | cum
CHIEF MEDICAL AND HEALTH OFFICER RAIGARH(CMAHOR) | CMAHOR |  |  | cum.km | cum.km
Collectorate Balod(CB) | CB |  |  | Days | DAY
Danteshwari Maiya Shahkari Shakkar Karkhana Maryadit Balod(DMSSK) | DMSSK |  |  | Degree | DEG
Dantewada District Urban Public Service Society(DANTEWADAU) | DANTEWADAU |  |  | DFLT | DFLT
Department of Home Guard and Civil Defence Chhattisgarh (HGCD) | HGCD |  |  | DHQ | DHQ
Department of Panchayat and Social Welfare (DPSW) | DPSW |  |  | DHQ-BHQ | DHQ-BHQ
Department of School Education (DSE) | DSE |  |  | Decimeter | DM
Department of Technical Education (DTE) | DTE |  |  | Drum | DR
Department of Tribal and Scheduled Caste Manendragarh-Chirmiri-Bharatpur(DTSCMCB) | DTSCMCB |  |  | DRUM | DRUM
Department of Women and Child Development(WCD) | WCD |  |  | Dozen | DZ
Dhamtari Jila Urban Public Service Society(DJUPSS) | DJUPSS |  |  | EACH | EA
Directorate Financial Management and Information System(DFMAIS) | DFMAIS |  |  | each | each
Directorate Horticulture and Farm Forestry, Chhattisgarh(DHF) | DHF |  |  | EACH | EACH
Directorate of Printing and Stationery(DOPAS) | DOPAS |  |  | each additional floor | each additional floor
Directorate of Archaeology, Archives and Museum(DAAM) | DAAM |  |  | Each Courty | Each Court
Directorate of Aviation(DoA) | DoA |  |  | each cut | each cut
Directorate of CG Food And Civil Supplies and Consumer Protection(DSCSC) | DSCSC |  |  | EACH FRAME | EACH FRAME
Directorate of Culture and Archaeology Chhattisgarh(DOCAAC) | DOCAAC |  |  | Each rol | Each rol
Directorate of Culture and Language(DCL) | DCL |  |  | each test | each test
Directorate of Fisheries (DF) | DF |  |  | each tree guard | each tree guard
Directorate of Higher Education Chhattisgarh(DOHEC) | DOHEC |  |  | each tree guard | each tree guard
Directorate of Industries(DOI) | DOI |  |  | Each box | EB
Directorate of Institutional Finance(DIF) | DIF |  |  | Enzyme Units / Milliliter | EML
Directorate of Local Fund Audit(DOLFA) | DOLFA |  |  | Each TAPE | ET
Directorate of Social Welfare Chhattisgarh(DSWC) | DSWC |  |  | Enzyme Units | EU
Directorate of Sports and Youth Welfare(DSYW) | DSYW |  |  | For each (Unit) Quantity | For each (Unit) Quantity
Directorate of Treasury Accounts &amp; Pension, Chhattisgarh(DTAPC) | DTAPC |  |  | For each PPE KIT | For each PPE KIT
Directorate of Tribal and Schedule Caste Development(DTSCD) | DTSCD |  |  | For each Test KIT | For each Test KIT
Directorate of Tribal Research and Training Institute(DOTRATI) | DOTRATI |  |  | For each VTM Kit | For each VTM Kit
Directorate of Veterinary Services Chhattisgarh(DVSC) | DVSC |  |  | Fluid Ounce US | FOZ
DISTRICT POLICE KORBA(DPK) | DPK |  |  | Feet | FT
Durg District Urban Public Service Society(DDUPSS) | DDUPSS |  |  | Square foot | FT2
Durg-Bhilai Urban Public Service Society (DBUPSS) | DBUPSS |  |  | Cubic Foot | FT3
Food and Drug Administration (FDA) | FDA |  |  | Gigajoule | FY
Forest Department(FD) | FD |  |  | Gram | G
Gariaband District Urban Public Service Society(GDUPSS) | GDUPSS |  |  | gram act.ingrd /liter | G/L
Gaurella Pendra Marwahi District Urban Public Service Society(GPMDUPSS) | GPMDUPSS |  |  | US gallon | GAL
Health Department (HD) | HD |  |  | Gram Gold | GAU
IIIT Naya Raipur(IIITNR) | IIITNR |  |  | Gram act.ingrd. | GI
Indira Gandhi Krishi Vishwavidyalaya (IGKV) | IGKV |  |  | Gram /liter | GLI
Inspector General of Registration and Superintendent of Stamps(IGRS) | IGRS |  |  | Gram/Mol | GM
Janjgir Champa District Urban Public Service Society(JCDUPSS) | JCDUPSS |  |  | Gram/Kilogram | gm/kg
Jashpur District Urban Public Service Society(JASDUPSS) | JASDUPSS |  |  | Gram /square meter | GM2
Jila Nirman Samiti Jagdalpur(JNSJ) | JNSJ |  |  | Gram/Cubic meter | GM3
Jila Nirman Samiti Narayanpur(JNSN) | JNSN |  |  | Gigaohm | GOH
Jila Sahakari Kendariya Bank Mydt. Raipur(JSKBM) | JSKBM |  |  | Gallons per mile (US) | GPM
Jila Sahakari Kendriya Bank Mydt. Durg (CG)(JSKBMD) | JSKBMD |  |  | Gross | GRO
Kanker District Urban Public Service Society(KANDUPSS) | KANDUPSS |  |  | Hour | H
Kawardha District Urban Public Service Society(KAWDUPSS) | KAWDUPSS |  |  | Hectare | HA
Kondagaon District Urban Public Service Society(KONUPSS) | KONUPSS |  |  | hectare | hectare
Korba District Urban Public Service Society(KJUPSS) | KJUPSS |  |  | Hectoliter | HL
Korba Urban Public Service Society (KRBAUPSS) | KRBAUPSS |  |  | hour | hour
Korea District Urban Public Service Society(KDUPSS) | KDUPSS |  |  | Horse power | HP
Koriya Urban Public Transport Society (KRYAUPTS) | KRYAUPTS |  |  | Hours | HR
Lauh Purush Sugar Plant, Pandariya(LSPSSKM) | LSPSSKM |  |  | Hours | Hrs
Livestock Development Department(LDD) | LDD |  |  | hundred Pieces | hundred Pieces
Maa danteshwari Maize processing and marketing cooperative society ltd. Kondagaon(MDMPMCSL) | MDMPMCSL |  |  | HALF YEARLY | HY
Maa Mahamaya Shahkari Shakkar Karkhana Maryadit Ambikapur(MMSSKM) | MMSSKM |  |  | I/O Point | I/O Point
Mahasamund District Urban Public Service Society(MDUPSS) | MDUPSS |  |  | INHALER | INH
Mahatma Gandhi University of Horticulture and Forestry(MGUHF) | MGUHF |  |  | Indian Rupees | INR
Mineral Resources Department -Mining (MRD) | MRD |  |  | JAR | JAR
Mungeli District Urban Public Service Society(MUDUPSS) | MUDUPSS |  |  | Joule /kilogram | JKG
Narayanpur District Urban Public Service Society(NDUPSS) | NDUPSS |  |  | Joule /Mol | JMO
Nava Raipur Atal Nagar Smart City Corporation Limited(NRANSCCL) | NRANSCCL |  |  | Job | Job
Nava Raipur Atal Nagar Vikas Pradhikaran (NRANVP) | NRANVP |  |  | joint | joint
Office of Chief Electoral Officer, Chhattisgarh(OCEO) | OCEO |  |  | Kilogram act.ingrd | KAI
Office of collector Raigarh(OCR) | OCR |  |  | Kilogram /cubic decimeter | KD3
Office of Commissioner Land Records Chhattisgarh(OCLR) | OCLR |  |  | kg | kg
Office of District Collector Tribal welfare Department Bijapur(ODCTWDB) | ODCTWDB |  |  | Kgs | Kg
Office of Superintendent of Police, District- Mahasamund(OSPM) | OSPM |  |  | Kilogram | KG
Office of Superintendent of Police, District-Balod(OSPDB) | OSPDB |  |  | Kilogram/Mol | KGM
Panchayat and Rural Development (PARD) | PARD |  |  | Kilogram /Second | KGS
Police Headquarter Chhattisgarh(PHQ) | PHQ |  |  | Kilogram / cubic meter | KGV
Public Health Engineering Department (PHED) | PHED |  |  | kg act.ingrd /kg | KIK
Public Works Department (PWD) | PWD |  |  | KILOWATT | KILOWATT
Raigarh District Urban Public Transport Society(RDUPTS) | RDUPTS |  |  | KIT | KIT
Raigarh Urban Public Service Society (RIGUPSS) | RIGUPSS |  |  | Kilojoule/kilogram | KJK
Raipur Collectorate (RC) | RC |  |  | Kilojoule/Mol | KJM
Raipur Development Authority (RDA) | RDA |  |  | Kilo Litre | KL
Raipur District Urban Public Service Society(RAIPURDUPS) | RAIPURDUPS |  |  | Km | Km
Raipur Smart City Limited(RSCL) | RSCL |  |  | Kilometer | KM
Raipur Urban Public Transport Society (RUPTS) | RUPTS |  |  | km. | km.
Rajnandgaon District Urban Public Service Society(RDUPSS) | RDUPSS |  |  | Square kilometer | KM2
Rajnandgaon Urban Public Service Society (RNDGUPSS) | RNDGUPSS |  |  | Kilometer/hour | KMH
Rural Engineering Services (RES) | RES |  |  | Kelvin/Minute | KMN
Samagra Shiksha Chhattisgarh (SSC) | SSC |  |  | Kelvin /Second | KMS
Sarguja District Urban Public Service Society(SRDGUPSS) | SRDGUPSS |  |  | Kilonewton per square meter | KNM
Sarguja Urban Public Service Society (SUPSS) | SUPSS |  |  | Kilopascal | KPA
State Tax Chhattisgarh(STCG) | STCG |  |  | Kilotonne | KT
State Urban Development Agency (SUDA) | SUDA |  |  | Kilovoltampere | KVA
Sukma District Urban Public Service Society(SUKDUPSS) | SUKDUPSS |  |  | KWH | KWH
Surajpur District Urban Public Service Society(SRJDUPSS) | SRJDUPSS |  |  | KILOWATT POWER | KWP
Swachh Bharat Mission (Gramin) Panchayat and Rural Development Department(SBMPARDD) | SBMPARDD |  |  | kwp-dc | kwp-dc
Tribal and Scheduled Caste Development Department(Mohla Manpur Ambagarh Chauki)(TASCDDMMAC) | TASCDDMMAC |  |  | US Pound | LB
Tribal Welfare Department, District Sukma(TWDDS) | TWDDS |  |  | lemgth | lemgth
Tribal Welfare Development Department ( Balrampur-Ramanujganj)(TWDDBR) | TWDDBR |  |  | length | length
Tribal Welfare Development Department (Balod- Collectorate)(TWDDBALOD) | TWDDBALOD |  |  | Liter per 100 km | LHK
Tribal Welfare Development Department (Bilaspur)(TWDDBILASP) | TWDDBILASP |  |  | litre | litre
Tribal Welfare Development Department (Dhamtari)(TWDDDT) | TWDDDT |  |  | Liter /Minute | LMI
Tribal Welfare Development Department (Gariyaband)(TWDD) | TWDD |  |  | Liter /Molsecond | LMS
Tribal Welfare Development Department (Gaurella-Pendra-Marwahi-Collectorate)(TWDDGPM) | TWDDGPM |  |  | LOT | LOT
Tribal Welfare Development Department (Jagdalpur- Collectorate)(TWDDJDP) | TWDDJDP |  |  | Liter Per hour | LPH
Tribal Welfare Development Department (Kabeerdham Collectorate)(TWDDKC) | TWDDKC |  |  | Lumpsum | LS
Tribal Welfare Development Department (Kanker)(TWDDKANKER) | TWDDKANKER |  |  | LITRE | LT
Tribal Welfare Development Department (Koriya)(TWDDKORIYA) | TWDDKORIYA |  |  | lumpsump | lumpsump
Tribal welfare development Department (Mahasamund)(TWDDMSD) | TWDDMSD |  |  | Meter | M
Tribal Welfare Development Department (Mungeli-Collectorate)(TWDDMC) | TWDDMC |  |  | 1/square meter | M-2
Tribal Welfare Development Department (Rajnandgaon Collectorate)(TWDDRJN) | TWDDRJN |  |  | Mol per cubic meter | M:M
Tribal Welfare Development Department (Surajpur Collectorate)(TWDDSC) | TWDDSC |  |  | Megawatt hours | M..
Tribal Welfare Development Department Balodabaza Bhatapara(TWDDBB) | TWDDBB |  |  | M.T. | M.T.
Tribal Welfare Development Department Durg(TWDDD) | TWDDD |  |  | Meter /Hour | M/H
Tribal Welfare Development Department Khairagarh -Chhuikhadan -Gandai (Collectorate)(TWDDKCG) | TWDDKCG |  |  | Mol per liter | M/L
Tribal Welfare Development Department Kondagaon(TWDDK) | TWDDK |  |  | Meter /second | M/S
Tribal Welfare Development Department Raigarh(TWDDRG) | TWDDRG |  |  | Square meter | M2
Tribal Welfare Development Department, Jashpur(TWDDJSP) | TWDDJSP |  |  | Square meter/Coat | M2C
Tribal Welfare Development Department(Ambikapur-Collectorate)(TWDDABK) | TWDDABK |  |  | Square meter/second | M2S
Tribal Welfare Development Department(Bemetara Collectorate)(TWDDBC) | TWDDBC |  |  | Cubic meter | M3
Tribal Welfare Development Department(Korba-Collectorate)(TWDDKORBA) | TWDDKORBA |  |  | Cubic meter /Hour | M3H
Tribal Welfare Development Department(Raipur-Collectorate)(TWDDRC) | TWDDRC |  |  | Cubic meter/second | M3S
Tribal Welfare DevelopmentDepartment(Janjgir-Champa-Collectorate)(TWDDJCC) | TWDDJCC |  |  | Man days | Man days
Urban Administration and Development Department (UADD) | UADD |  |  | Man-Month | Man-Month
Water Resources Department (WRD) | WRD |  |  | ManDay | ManDay
Zila Nirman Samiti Bijapur(ZNSB) | ZNSB |  |  | Manmonth | Manmonth
Zila Panchayat Dhamtari(ZPD) | ZPD |  |  | Mbps | Mb
Zila Panchayat Raipur(ZPR) | ZPR |  |  | Megajoule | MEJ
|  |  |  | meter | meter
|  |  |  | metre | metre
|  |  |  | Milligram | MG
|  |  |  | Milligram/liter | MGL
|  |  |  | Megohm | MGO
|  |  |  | Milligram /cubic meter | MGQ
|  |  |  | Megavolt | MHV
|  |  |  | Mile | MI
|  |  |  | Square mile | MI2
|  |  |  | Minute | MIN
|  |  |  | Microsecond | MIS
|  |  |  | Milliliter | ML
|  |  |  | ML/GM/KG | ML/GM/KG
|  |  |  | Milliliter/ Liter | ml/l
|  |  |  | Milliliter act.ingr. | MLI
|  |  |  | Millimeter | MM
|  |  |  | Square millimeter | MM2
|  |  |  | Cubic millimeter | MM3
|  |  |  | Meganewton | MN
|  |  |  | Millinewton/meter | MNM
|  |  |  | Months | MON
|  |  |  | Miles per gallon (UG) | MPG
|  |  |  | Millimol per liter | MPL
|  |  |  | Millipascal seconds | MPS
|  |  |  | Millisecond | MS
|  |  |  | Meter/second squared | MS2
|  |  |  | Microsiemens per centimeter | MSC
|  |  |  | METRIC TON | MT
|  |  |  | MTR | MTR
|  |  |  | Nanoampere | NA
|  |  |  | Nanometer | NAM
|  |  |  | Number Days | ND
|  |  |  | Kilonewton | NI
|  |  |  | Newton/meter | NM
|  |  |  | Newton/Square millimeter | NMM
|  |  |  | Number | NO
|  |  |  | Nanosecond | NS
|  |  |  | one RCC jaali tree guard | one RCC jaali tree guard
|  |  |  | one RCC jaali tree guard | one RCC jaali tree guard
|  |  |  | Ounce | OZ
|  |  |  | Points | P
|  |  |  | P.cmt | P.cmt
|  |  |  | P.cumt. | P.cumt.
|  |  |  | P.KG / P.LTR | P.KG / P.LTR
|  |  |  | PER KG | P.KG.
|  |  |  | P.Kit | P.Kit
|  |  |  | P.Km. | P.Km.
|  |  |  | P.mtr | P.mtr
|  |  |  | P.Pair | P.Pair
|  |  |  | P.Point | P.Point
|  |  |  | Per Running Meter Per Box | P.R.M.P.BOX
|  |  |  | p.sq.mtr | p.sq.mtr
|  |  |  | P/sq.Mt. | P/sq.Mt.
|  |  |  | Per 100 kw per set | P100KW
|  |  |  | Pair | PAA
|  |  |  | Pack | PAC
|  |  |  | pack | pack
|  |  |  | Package | Package
|  |  |  | Pad | PAD
|  |  |  | page | page
|  |  |  | Pair | Pair
|  |  |  | Pallet | PAL
|  |  |  | part | part
|  |  |  | Pascal second | PAS
|  |  |  | Per Patient | Patient
|  |  |  | PER BRIDGE | PB
|  |  |  | Per Bed | PB1
|  |  |  | Per Bale Per KM | PBPK
|  |  |  | Piece | PC
|  |  |  | Megavoltampere | PCT
|  |  |  | per cm height per letter | per cm height per letter
|  |  |  | per cm height per letter | per cm height per letter
|  |  |  | per day | per day
|  |  |  | PER BAG | PER BAG
|  |  |  | Per bale | Per bale
|  |  |  | per bar | per bar
|  |  |  | PER CANDIDATE | PER CANDIDATE
|  |  |  | Per Candidate Per Exam | Per Candidate Per Exam
|  |  |  | per conversation | per conversation
|  |  |  | per cubic centimeter | per cubic centimeter
|  |  |  | per day | per day
|  |  |  | Per Diem Rate | Per Diem Rate
|  |  |  | Per Doz | Per Doz
|  |  |  | per HP | per HP
|  |  |  | PER HUNDRED PIECES | PER HUNDRED PIECES
|  |  |  | PER ITEM | PER ITEM
|  |  |  | Per Kg | Per Kg
|  |  |  | PER KL | PER KL
|  |  |  | Per Km. | Per Km.
|  |  |  | PER KILOWATT | PER KW
|  |  |  | per letter | per letter
|  |  |  | Per Ltr | Per Ltr
|  |  |  | per month | per month
|  |  |  | Per MT | Per MT
|  |  |  | Per mtr | Per mtr
|  |  |  | Per packet | PER PACKET
|  |  |  | per page | per page
|  |  |  | PER PAGE | PER PAGE
|  |  |  | Per person | PER PERSON
|  |  |  | Per person per day | Per person per day
|  |  |  | PER PERSON PER DAY | PER PERSON PER DAY
|  |  |  | Per piece | PER PIECE
|  |  |  | Per Plants | Per Plants
|  |  |  | PER POLE | PER POLE
|  |  |  | PER POLICY | PER POLICY
|  |  |  | per pouch | per pouch
|  |  |  | per quintal | per quintal
|  |  |  | Per running feet | PER RUNNING FEET
|  |  |  | Per Set | Per Set
|  |  |  | PER SHEET | PER SHEET
|  |  |  | Per Sqr Km | Per Sqr Km
|  |  |  | Per square km | Per square km
|  |  |  | PER STICKER | PER STICKER
|  |  |  | Per Tanker | Per Tanker
|  |  |  | per test | per test
|  |  |  | Per thousand | PER THOUSAND
|  |  |  | per tonne | per tonne
|  |  |  | per tonne capacity | per tonne capacity
|  |  |  | per trip | per trip
|  |  |  | Per unit | PER UNIT
|  |  |  | per.mtr | per.mtr
|  |  |  | percentage of DPR cost | percentage of DPR cost
|  |  |  | UNP1 | Percentage of Project Cost
|  |  |  | PER SQUARE FEET | PERSQF
|  |  |  | PER BOREHOLE | PH
|  |  |  | Per HP Per Set | PHPPS
|  |  |  | 1/minute | PMI
|  |  |  | Per Machine Per Session | PMPS
|  |  |  | Pikofarad | PO
|  |  |  | percentage of DPR cost | PODPRC
|  |  |  | Point | Point
|  |  |  | Per Piece 500 ml bottle | PP500ML
|  |  |  | Parts per billion | PPB
|  |  |  | Per Page Cost | PPC
|  |  |  | Parts per million | PPM
|  |  |  | PER POINT | PPNT
|  |  |  | Per Pack Price | PPP
|  |  |  | Per Person Per Month | PPPM
|  |  |  | Per Person Per Month Per Shift | PPPMPS
|  |  |  | Per Patient | PPT
|  |  |  | Per Roll | PR
|  |  |  | Per Rig | PRG
|  |  |  | Print | Print
|  |  |  | PER UNIT PER MONTH | PRPM
|  |  |  | Number of persons | PRS
|  |  |  | Picosecond | PS
|  |  |  | Pound Per Sq inch | PSI
|  |  |  | COST PER SITE LOCATION/ PER DIGITAL MAP | PSLPDM
|  |  |  | Per Square Feet Per Month | PSQPM
|  |  |  | Pint, US liquid | PT
|  |  |  | Per Ton Per KM | PTPK
|  |  |  | Per Unit Per Month | PUPM
|  |  |  | PER UNIT PER YEAR | PUPYR
|  |  |  | Kilomol | QML
|  |  |  | QUINTAL | QNTL
|  |  |  | Quart, US liquid | QT
|  |  |  | QUARTER | qtr
|  |  |  | quintal | quintal
|  |  |  | Nanofarad | R-U
|  |  |  | R.M. | R.M.
|  |  |  | Millifarad | RF
|  |  |  | Gramm/cubic centimeter | RHO
|  |  |  | Rim | RIM
|  |  |  | Ream | RM
|  |  |  | Running Meter | Rmt
|  |  |  | RUNNING METRE | RMT
|  |  |  | Role | ROL
|  |  |  | Roll | Roll
|  |  |  | Roll | Roll_UD
|  |  |  | Rate Per Bale | RPB
|  |  |  | Set | Set
|  |  |  | SET | SET
|  |  |  | SHEET | SHEET
|  |  |  | SHQ | SHQ
|  |  |  | Square feet | Sq.Ft
|  |  |  | Sq.mtr | Sq.mtr
|  |  |  | Square Meter | sqm
|  |  |  | SEAT | ST
|  |  |  | SYRUP | SYP
|  |  |  | TCS | TCS
|  |  |  | Thousand Hours | THR
|  |  |  | Tin | Tin
|  |  |  | Tonnes | TO
|  |  |  | Ton/Cubic meter | TOM
|  |  |  | US Ton | TON
|  |  |  | Tone | Tone
|  |  |  | Tonne | Tonne
|  |  |  | Thousand | TS
|  |  |  | TUBE | TUB
|  |  |  | Tube | Tube
|  |  |  | For each Test KIT | UN1
|  |  |  | Rate Per 1000 Pcs | UN1000
|  |  |  | For each PPE KIT | UN2
|  |  |  | For each (Unit) Quantity | UN3
|  |  |  | For each VTM Kit | UN4
|  |  |  | FOR EACH TEST | UN5
|  |  |  | For Each Kit | UN8
|  |  |  | UNIT | UNIT
|  |  |  | UNIT | UNIT1
|  |  |  | Percentage of Project Cost | UNP
|  |  |  | for each Vehicle | UNV
|  |  |  | USERS | USERS
|  |  |  | Voltampere | VA
|  |  |  | Vo mat. | VAL
|  |  |  | VIAL | VIA
|  |  |  | weeks | WK
|  |  |  | DEFAULT UNIT DESCRIPTION | XXX
|  |  |  | Yard | YD
|  |  |  | Square Yard | YD2
|  |  |  | Cubic yard | YD3
|  |  |  | Year | Year
|  |  |  | Years | YR
|  |  |  | Microampere | µA
|  |  |  | Microfarad | µF
|  |  |  | Microgram /liter | µGL
|  |  |  | Microgram /cubic meter | µGQ
|  |  |  | Microliter | µL
|  |  |  | Micrometer | µM