## TENDER_ITEM_UPLOAD
To enable entering data into the sheet, please click on 'Enable Editing'.
Please insert items from 12th row.
Every row will be considered as a distinct item.
The row, in which the two fields- 'Item Code' and 'Description' are blank, will not be considered.
If 'CREDIT ITEM' is not entered, default value '0' will be taken.
If 'Calc Field' is not entered, default value 'N' will be taken.
MAX ITEM LIMIT IN EACH EXCEL FILE IS 1000
SERIAL No. | Department | SOR | Year | Item Code | Description | UOM | Rate | Quantity | Amount | Ref Serial No | CREDIT ITEM (0/1) | Calc Field(Y/N) | Offset/Reserve Price | EMD Amount
1 | MMSSKM | NS | 2025 | 1447 | S.R BALL BRARING 6201 ZZ/C3 MAKE - FAG/ NSK/SKF/BBH | NO |  | 1 | 0
2 | MMSSKM | NS | 2025 | 1448 | S.R. BALL BEARING NO- 6202 2Z MAKE - FAG/ NSK/SKF/BBH | NO |  | 5 | 0
3 | MMSSKM | NS | 2025 | 1461 | BALL BEARING NO- 6305 ZZ MAKE - FAG/ NSK/SKF/BBH | NO |  | 1 | 0
4 | MMSSKM | NS | 2025 | 1638 | BEARING NO-3308 MAKE - FAG/ NSK/SKF/BBH | NO |  | 2 | 0
5 | MMSSKM | NS | 2025 | 1639 | BEARING - 3306 A MAKE - FAG/ NSK/SKF/BBH | NO |  | 5 | 0
6 | MMSSKM | NS | 2025 | 1643 | THRUST BALL BEARING NO. 51314 MAKE - FAG/ NSK/SKF/BBH | NO |  | 4 | 0
7 | MMSSKM | NS | 2025 | 1645 | S.R. BALL BEARING NO. 6415 MAKE - FAG/ NSK/SKF/BBH | NO |  | 2 | 0
8 | MMSSKM | NS | 2025 | 1646 | THRUST BALL BEARING NO. 51320 MAKE - FAG/ NSK/SKF/BBH | NO |  | 1 | 0
9 | MMSSKM | NS | 2025 | 1648 | THRUST BALL BEARING NO. 51307 MAKE - FAG/ NSK/SKF/BBH | NO |  | 1 | 0
10 | MMSSKM | NS | 2025 | 1649 | D.R. ROLLER BEARING NO- 22215 EK WITH SLEAVE,H-315 MAKE - FAG/ NSK/SKF/BBH | SET |  | 1 | 0
11 | MMSSKM | NS | 2025 | 1650 | BEARING - 6010 MAKE - FAG/ NSK/SKF/BBH | NO |  | 2 | 0
12 | MMSSKM | NS | 2025 | 1651 | D.R. BALL BEARING NO. 3310 A/C3 MAKE - FAG/NSK/SKF/BBH | NO |  | 5 | 0
13 | MMSSKM | NS | 2025 | 1658 | BEARING - 23032 CKW33 MAKE - FAG/ NSK/SKF/BBH | NO |  | 1 | 0
14 | MMSSKM | NS | 2025 | 1659 | BALL BEARING NO- 6220 A MAKE - FAG/ NSK/SKF/BBH | NO |  | 1 | 0
15 | MMSSKM | NS | 2025 | 1661 | S.R. BALL BEARING NO- 6214 2Z MAKE - FAG/ NSK/SKF/BBH | NO |  | 3 | 0
16 | MMSSKM | NS | 2025 | 1666 | ROLLER BEARING NO- 23132 KM33C3CZECH MAKE - FAG/ NSK/SKF/BBH | NO |  | 4 | 0
17 | MMSSKM | NS | 2025 | 1690 | S.R. BALL BEARING 6315 C3 MAKE - FAG/ NSK/SKF/BBH | NO |  | 3 | 0
18 | MMSSKM | NS | 2025 | 2119 | S.R. BALL BEARING NO- 6304 2Z MAKE - FAG/ NSK/SKF/BBH | NO |  | 3 | 0
19 | MMSSKM | NS | 2025 | 2144 | ROLLER BEARING NO-32212 MAKE - FAG/ NSK/SKF/BBH | NO |  | 1 | 0
20 | MMSSKM | NS | 2025 | 2167 | BEARING NU- 228 C3 FOR HIGH SPEED MOTOR 2900 RPM MAKE - FAG/ NSK/SKF/BBH | NO |  | 1 | 0
21 | MMSSKM | NS | 2025 | 2169 | S.R. BALL BEARING NO- 6210 2Z MAKE - FAG/ NSK/SKF/BBH | NO |  | 2 | 0
22 | MMSSKM | NS | 2025 | 2171 | BEARING NU-230 C3 FOR HIGH SPEED MOTOR 2900RPM MAKE- FAG/ NSK/ SKF/ BBH | NO |  | 3 | 0
23 | MMSSKM | NS | 2025 | 2226 | THRUST BALL BEARING NO- 51215 MAKE - FAG/ NSK/SKF/BBH | NO |  | 1 | 0
24 | MMSSKM | NS | 2025 | 2261 | S.R. BALL BEARING NO. 7409 MAKE - FAG/ NSK/SKF/BBH | NO |  | 2 | 0
25 | MMSSKM | NS | 2025 | 2601 | S.R. BALL BEARING NO.6206 ZZ MAKE - FAG/ NSK/SKF/BBH | NO |  | 5 | 0
26 | MMSSKM | NS | 2025 | 2603 | S.R. BALL BEARING NO. 6207 ZZ MAKE - FAG/ NSK/SKF/BBH | NO |  | 1 | 0
27 | MMSSKM | NS | 2025 | 2656 | BEARING -32216 MAKE - FAG/ NSK/SKF/BBH | NO |  | 3 | 0
28 | MMSSKM | NS | 2025 | 2705 | BEARING - 30214 MAKE - FAG/ NSK/SKF/BBH | NO |  | 3 | 0
29 | MMSSKM | NS | 2025 | 2706 | TAPER ROLLER BEARING NO- 30212 MAKE - FAG/ NSK/SKF/BBH | NO |  | 1 | 0
30 | MMSSKM | NS | 2025 | 2720 | S.R. BALL BEARING NO- 6004 2Z MAKE - FAG/ NSK/SKF/BBH | NO |  | 1 | 0
31 | MMSSKM | NS | 2025 | 2787 | S.R. BALL BEARING NO.7322 BEC BM MAKE - FAG/NSK/SKF/BBH | NO |  | 1 | 0
32 | MMSSKM | NS | 2025 | 2819 | BALL BEARING - UC 205 MAKE - FAG/ NSK/SKF/BBH | NO |  | 4 | 0
33 | MMSSKM | NS | 2025 | 2900 | BALL BEARING - UC 209 MAKE - FAG/ NSK/SKF/BBH | NO |  | 1 | 0
34 | MMSSKM | NS | 2025 | 3221 | BEARING - 6218 MAKE - FAG/ NSK/SKF/BBH | NO |  | 2 | 0
35 | MMSSKM | NS | 2025 | 3411 | THRUST BALL BEARING No. 51312 MAKE - FAG/ NSK/SKF/BBH | NO |  | 1 | 0
36 | MMSSKM | NS | 2025 | 3457 | THRUST BALL BEARING NO. 51213 MAKE - FAG/ NSK/SKF/BBH | NO |  | 1 | 0
37 | MMSSKM | NS | 2025 | 3468 | TAPPER ROLLER BEARING NO. 30309 MAKE - FAG/ NSK/SKF/BBH | NO |  | 1 | 0
38 | MMSSKM | NS | 2025 | 3495 | ROLLER BEARING NO- 51417 MAKE - FAG/ NSK/SKF/BBH | NO |  | 2 | 0
39 | MMSSKM | NS | 2025 | 3772 | BEARING - 31315 MAKE - FAG/ NSK/SKF/BBH | NO |  | 1 | 0
40 | MMSSKM | NS | 2025 | 3775 | S.R. BALL BEARING 6319 C3 MAKE - FAG/ NSK/SKF/BBH | NO |  | 4 | 0
41 | MMSSKM | NS | 2025 | 3810 | S.R. BALL BEARING NO- 6322 C3 FOR HIGH SPEED MOTOR USED MAKE - FAG/ NSK/SKF/BBH | NO |  | 1 | 0
42 | MMSSKM | NS | 2025 | 3852 | S.R. BALL BEARING NO- 6307 2Z MAKE - FAG/ NSK/SKF/BBH | NO |  | 1 | 0
43 | MMSSKM | NS | 2025 | 3863 | THRUST BALL BEARING No. 51112 MAKE - FAG/ NSK/SKF/BBH | NO |  | 1 | 0
44 | MMSSKM | NS | 2025 | 4045 | D.R. ROLLER BEARING NO- 22312 CCKW33 MAKE - FAG/ NSK/SKF/BBH | SET |  | 1 | 0
45 | MMSSKM | NS | 2025 | 4067 | BEARING - NJ 2322 EC MAKE - FAG/ NSK/SKF/BBH | NO |  | 2 | 0
46 | MMSSKM | NS | 2025 | 4096 | BALL BEARING - UC 204 MAKE - FAG/ NSK/SKF/BBH | NO |  | 4 | 0
47 | MMSSKM | NS | 2025 | 4115 | S.R. ROLLER BEARING 7306 MAKE - FAG/NSK/SKF/BBH | NO |  | 2 | 0
48 | MMSSKM | NS | 2025 | 4116 | BEARING - 6024 MAKE - FAG/ NSK/SKF/BBH | NO |  | 1 | 0
49 | MMSSKM | NS | 2025 | 4177 | SLEEVES FOR TAPPER BEARING- H 316 MAKE - FAG/ NSK/SKF/BBH | NO |  | 1 | 0
50 | MMSSKM | NS | 2025 | 4201 | ROLLER BEARING NO- NU 317 MAKE - FAG/ NSK/SKF/BBH | NO |  | 2 | 0
51 | MMSSKM | NS | 2025 | 4243 | ROLLER BEARING NO- 32211 MAKE - FAG/ NSK/SKF/BBH | NO |  | 2 | 0
52 | MMSSKM | NS | 2025 | 4326 | ROLLER BEARING NO- 30216 MAKE - FAG/ NSK/SKF/BBH | NO |  | 2 | 0
53 | MMSSKM | NS | 2025 | 4476 | ROLLER BEARING NO- 30211 MAKE - FAG/ NSK/SKF/BBH | NO |  | 1 | 0
54 | MMSSKM | NS | 2025 | 4478 | S.R. BALL BEARING NO- 6215 2Z MAKE - FAG/ NSK/SKF/BBH | NO |  | 3 | 0
55 | MMSSKM | NS | 2025 | 4491 | BALL BEARING NO- 6008 C3 MAKE - FAG/ NSK/SKF/BBH | NO |  | 4 | 0
56 | MMSSKM | NS | 2025 | 5064 | BEARING S.R. SPHERICAL ROLLER - 22222 K WITH SLEEVE, H-322 MAKE-FAG/NSK/SKF/BBH | SET |  | 2 | 0
57 | MMSSKM | NS | 2025 | 5071 | THRUST BALL BEARING 51160 M MAKE - FAG/ NSK/SKF/BBH | NO |  | 6 | 0
58 | MMSSKM | NS | 2025 | 5072 | ROLLER BEARING NO- 61856 M MAKE - FAG/ NSK/SKF/BBH | NO |  | 3 | 0
59 | MMSSKM | NS | 2025 | 5088 | SLEEVES FOR TAPPER BEARING- H 315 MAKE - FAG/NSK/SKF/BBH | NO |  | 2 | 0
60 | MMSSKM | NS | 2025 | 5089 | D.R. ROLLER BEARING NO- 22217 EJ MAKE - FAG/ NSK/SKF/BBH | NO |  | 5 | 0
61 | MMSSKM | NS | 2025 | 5090 | D.R. ROLLER BEARING NO- 22216 E; W-33 MAKE - FAG/ NSK/SKF/BBH | NO |  | 1 | 0
62 | MMSSKM | NS | 2025 | 5092 | D.R. BALL BEARING NO- 3311 BK MAKE - FAG/ NSK/SKF/BBH | NO |  | 6 | 0
63 | MMSSKM | NS | 2025 | 5093 | S.R. ROLLER BEARING NO. NU 411 C3 MAKE - FAG/ NSK/SKF/BBH | NO |  | 1 | 0
64 | MMSSKM | NS | 2025 | 5094 | S.R. BALL BEARING NO- 7313 AA MAKE - FAG/ NSK/SKF/BBH | NO |  | 1 | 0
65 | MMSSKM | NS | 2025 | 5098 | S.R. BALL BEARING NO- 6308 2Z MAKE - FAG/ NSK/SKF/BBH | NO |  | 7 | 0
66 | MMSSKM | NS | 2025 | 5099 | S.R. BALL BEARING 6309 C3 MAKE - FAG/ NSK/SKF/BBH | NO |  | 2 | 0
67 | MMSSKM | NS | 2025 | 5274 | BALL BEARING NO- 6011 2Z MAKE - FAG/NSK/SKF/BBH | NO |  | 6 | 0
68 | MMSSKM | NS | 2025 | 5368 | BEARING - 23140 CKW 33 MAKE - FAG/ NSK/SKF/BBH | NO |  | 2 | 0
69 | MMSSKM | NS | 2025 | 5419 | S.R. TAPER ROLLER Bearing No. 30205 MAKE - FAG/ NSK/SKF/BBH | NO |  | 1 | 0
70 | MMSSKM | NS | 2025 | 5727 | D.R. BALL BEARING - 1213 MAKE - FAG/ NSK/SKF/BBH | NO |  | 1 | 0
71 | MMSSKM | NS | 2025 | 6065 | S.R. BALL BEARING NO- 6213 2Z MAKE - FAG/ NSK/SKF/BBH | NO |  | 4 | 0
72 | MMSSKM | NS | 2025 | 6356 | BEARING - 30209 MAKE - FAG/NSK/SKF/BBH | NO |  | 10 | 0
73 | MMSSKM | NS | 2025 | 7055 | TAPPER ROLLER BEARING- 30207 MAKE - FAG/ NSK/SKF/BBH | NO |  | 1 | 0
74 | MMSSKM | NS | 2025 | 7066 | BEARING UC-206 MAKE - FAG/ NSK/SKF/BBH | NO |  | 3 | 0
75 | MMSSKM | NS | 2025 | 8631 | SLEEVES FOR TAPPER BEARING- H 312 MAKE -FAG/ NSK/SKF/BBH | NO |  | 2 | 0
76 | MMSSKM | NS | 2025 | 8632 | SLEEVES FOR TAPPER BEARING- H 310 MAKE - FAG/ NSK/SKF/BBH | NO |  | 2 | 0
77 | MMSSKM | NS | 2025 | 8633 | BEARING SLEEVE H 311 SLEEVES FOR TAPPER BEARING- H 311 MAKE - FAG/ NSK/SKF/BBH | NO |  | 2 | 0
78 | MMSSKM | NS | 2025 | 8634 | SLEEVES FOR TAPPER BEARING- H 308 MAKE - FAG/ NSK/SKF/BBH | NO |  | 2 | 0
79 | MMSSKM | NS | 2025 | 9781 | ROLLER BEARING NO- NU 221 C3 FOR HIGH SPEED MOTOR 2900 RPM MAKE - FAG/ NSK/SKF/BBH | NO |  | 1 | 0
80 | MMSSKM | NS | 2025 | 9784 | D.R. ROLLER BEARING - 23028 KM MAKE - FAG/NSK/SKF/BBH | NO |  | 1 | 0
81 | MMSSKM | NS | 2025 | 9786 | D.R. BALL BEARING NO- 3312 BK MAKE - FAG/NSK/SKF/BBH | NO |  | 3 | 0
82 | MMSSKM | NS | 2025 | 9789 | ROLLER BEARING NO- 21316 E MAKE - FAG/NSK/SKF/BBH | NO |  | 6 | 0
83 | MMSSKM | NS | 2025 | 9792 | HOOD NIDDEL BEARING NU KR 62 MAKE - FAG/NSK/SKF/BBH | NO |  | 1 | 0
84 | MMSSKM | NS | 2025 | 9798 | S.R. ROLLER BEARING 33020 MAKE - FAG/NSK/SKF/BBH | NO |  | 1 | 0
85 | MMSSKM | NS | 2025 | 9801 | BALL BEARING NO- 6406 2Z MAKE - FAG/NSK/SKF/BBH | NO |  | 4 | 0
86 | MMSSKM | NS | 2025 | 9807 | D.R. ROLLER BEARING NO- 22219 EJ W33 MAKE - FAG/ NSK/SKF/BBH | NO |  | 1 | 0
87 | MMSSKM | NS | 2025 | 9809 | D.R. ROLLER BEARING NO- 22203 CKW3 MAKE - FAG/ NSK/SKF/BBH | NO |  | 2 | 0
88 | MMSSKM | NS | 2025 | 9811 | D.R. BALL BEARING NO- 1216 K MAKE - FAG/ NSK/SKF/BBH | NO |  | 3 | 0
89 | MMSSKM | NS | 2025 | 9812 | THRUST BALL BEARING NO- 51364 MAKE - FAG/ NSK/SKF/BBH | NO |  | 2 | 0
90 | MMSSKM | NS | 2025 | 9816 | S.R. BALL BEARING NO- 64046 2Z MAKE - FAG/ NSK/SKF/BBH | NO |  | 2 | 0
91 | MMSSKM | NS | 2025 | 9818 | BEARING NO- NJ2308 ECJMAKE - FAG/ NSK/SKF/BBH | NO |  | 1 | 0
92 | MMSSKM | NS | 2025 | 9820 | BEARING NO- NJ208 E MAKE - FAG/ NSK/SKF/BBH | NO |  | 2 | 0
93 | MMSSKM | NS | 2025 | 9822 | BEARING NO- NJ206 MAKE - FAG/ NSK/SKF/BBH | NO |  | 2 | 0
94 | MMSSKM | NS | 2025 | 9823 | ROLLER BEARING NO- NU224 , MAKE - FAG/ NSK/SKF/BBH | NO |  | 1 | 0
95 | MMSSKM | NS | 2025 | 9825 | ROLLER BEARING NO- NU 316 MAKE - FAG/ NSK/SKF/BBH | NO |  | 2 | 0
96 | MMSSKM | NS | 2025 | 9827 | ROLLER BEARING NO- NU 319 MAKE - FAG/ NSK/SKF/BBH | NO |  | 2 | 0
97 | MMSSKM | NS | 2025 | 9829 | ROLLER BEARING NO- NU 324 MAKE - FAG/ NSK/SKF/BBH | NO |  | 2 | 0
98 | MMSSKM | NS | 2025 | 9830 | BALL BEARING - UC 210 MAKE - FAG/ NSK/SKF/BBH | NO |  | 4 | 0
99 | MMSSKM | NS | 2025 | 9831 | BEARING - UC - 316 MAKE - FAG/ NSK/SKF/BBH | NO |  | 1 | 0
100 | MMSSKM | NS | 2025 | 9832 | BEARING - UC - 216 MAKE - FAG/ NSK/SKF/BBH | NO |  | 1 | 0
101 | MMSSKM | NS | 2025 | 9834 | BEARING - UC - 214 MAKE - FAG/ NSK/SKF/BBH | NO |  | 2 | 0
102 | MMSSKM | NS | 2025 | 9836 | BEARING -32206 MAKE - FAG/ NSK/SKF/BBH | NO |  | 3 | 0
103 | MMSSKM | NS | 2025 | 9838 | BEARING - 30306 MAKE - FAG/ NSK/SKF/BBH | NO |  | 2 | 0
104 | MMSSKM | NS | 2025 | 9840 | BEARING - 80677 MAKE - FAG/ NSK/SKF/BBH | NO |  | 2 | 0
105 | MMSSKM | NS | 2025 | 9843 | BEARING - 80675 MAKE - FAG/ NSK/SKF/BBH | NO |  | 4 | 0
106 | MMSSKM | NS | 2025 | 9845 | BEARING - 20230 CKW 33 MAKE - FAG/ NSK/SKF/BBH | NO |  | 2 | 0
107 | MMSSKM | NS | 2025 | 9847 | ROLLER BEARING NO- 621122 MAKE - FAG/ NSK/SKF/BBH | NO |  | 2 | 0
108 | MMSSKM | NS | 2025 | 9849 | ROLLER BEARING NO- 621812 MAKE - FAG/ NSK/SKF/BBH | NO |  | 2 | 0
109 | MMSSKM | NS | 2025 | 9851 | ROLLER BEARING NO - 601122 MAKE - FAG/ NSK/SKF/BBH | NO |  | 2 | 0
110 | MMSSKM | NS | 2025 | 9853 | SLEEVES FOR TAPPER BEARING- H 307 MAKE - FAG/NSK/SKF/BBH | NO |  | 2 | 0
111 | MMSSKM | NS | 2025 | 10464 | S.R. BALL BEARING NO. - 6414 A MAKE - FAG/ NSK/SKF/BBH | NO |  | 4 | 0
112 | MMSSKM | NS | 2025 | 250465 | SLEEVES FOR TAPPER BEARING- H 317 MAKE - FAG/ NSK/SKF/BBH | NO |  | 1 | 0
113 | MMSSKM | NS | 2025 | 400001 | S.R. ROLLER BEARING NO- NU 310 EC MAKE - FAG/ NSK/SKF/BBH | NO |  | 2 | 0
114 | MMSSKM | NS | 2025 | 400002 | S.R. BALL BEARING NO- 6306 2Z MAKE - FAG/ NSK/SKF/BBH | NO |  | 6 | 0
115 | MMSSKM | NS | 2025 | 400004 | BEARING - 23152 CKW33 MAKE - FAG/ NSK/SKF/BBH | NO |  | 3 | 0
116 | MMSSKM | NS | 2025 | 400006 | BEARING - 23036 MAKE - FAG/ NSK/SKF/BBH | NO |  | 3 | 0
117 | MMSSKM | NS | 2025 | 400010 | S.R. ROLLER BEARING NO- NU 311 EC3 MAKE - FAG/ NSK/SKF/BBH | NO |  | 6 | 0
118 | MMSSKM | NS | 2025 | 400012 | ROLLER BEARING NO- NU 306 MAKE - FAG/ NSK/SKF/BBH | NO |  | 2 | 0
119 | MMSSKM | NS | 2025 | 400014 | S.R. BALL BEARING No. 6317 ZZ/C3/EC3 FOR HIGH SPEED MOTOR 2900 RPM MAKE - FAG/ NSK/SKF/BBH | NO |  | 1 | 0
120 | MMSSKM | NS | 2025 | 400016 | S.R. BALL BEARING NO- 6320 C3 FOR HIGH SPEED MOTOR USED MAKE - FAG/ NSK/SKF/BBH | NO |  | 2 | 0
121 | MMSSKM | NS | 2025 | 400017 | S.R. BALL BEARING NO. 6217 ZZ/C3/EC3 FOR HIGH SPEED MOTOR 2900 RPM MAKE - FAG/ NSK/SKF/BBH | NO |  | 1 | 0
122 | MMSSKM | NS | 2025 | 400018 | Ball Bearing No. 6221 C3 FOR HIGH SPEED MOTOR 2900 RPM MAKE - FAG/ NSK/SKF/BBH | NO |  | 2 | 0
123 | MMSSKM | NS | 2025 | 400024 | ROLLER BEARING NO- 32208 MAKE - FAG/ NSK/SKF/BBH | NO |  | 4 | 0
124 | MMSSKM | NS | 2025 | 400025 | S.R. BALL BEARING NO- 6308 C3 MAKE - FAG/ NSK/SKF/BBH | NO |  | 5 | 0
125 | MMSSKM | NS | 2025 | 400027 | S.R. BALL BEARING NO- 6203 2Z MAKE - FAG/ NSK/SKF/BBH | NO |  | 6 | 0
126 | MMSSKM | NS | 2025 | 400028 | S.R. BALL BEARING NO- 6204 2Z MAKE - FAG/ NSK/SKF/BBH | NO |  | 1 | 0
127 | MMSSKM | NS | 2025 | 400029 | S.R. BALL BEARING NO- 6205 2Z MAKE - FAG/ NSK/SKF/BBH | NO |  | 1 | 0
128 | MMSSKM | NS | 2025 | 400033 | S.R. BALL BEARING NO- 6209 2Z MAKE - FAG/ NSK/SKF/BBH | NO |  | 1 | 0
129 | MMSSKM | NS | 2025 | 400035 | S.R. BALL BEARING NO. 6212 ZZ/C3 MAKE - FAG/ NSK/SKF/BBH | NO |  | 1 | 0
130 | MMSSKM | NS | 2025 | 400041 | S.R. BALL BEARING 6309 2z MAKE - FAG/ NSK/SKF/BBH | NO |  | 3 | 0
131 | MMSSKM | NS | 2025 | 400043 | S.R. BALL BEARING NO. 6310 ZZ/C3 MAKE - FAG/ NSK/SKF/BBH | NO |  | 22 | 0
132 | MMSSKM | NS | 2025 | 400044 | S.R. BALL BEARING 6311 ZZ MAKE - FAG/ NSK/SKF/BBH | NO |  | 3 | 0
133 | MMSSKM | NS | 2025 | 400045 | S.R. BALL BEARING NO- 6312 2Z MAKE - FAG/ NSK/SKF/BBH | NO |  | 1 | 0
134 | MMSSKM | NS | 2025 | 400047 | S.R. BALL BEARING 6313 C3 MAKE - FAG/ NSK/SKF/BBH | NO |  | 1 | 0
135 | MMSSKM | NS | 2025 | 400053 | S.R. BALL BEARING QJ 215 MPAC4 MAKE - FAG/ NSK/SKF/BBH | NO |  | 2 | 0
136 | MMSSKM | NS | 2025 | 400055 | TAPPER ROLLER BEARING 32210 MAKE - FAG/ NSK/SKF/BBH | NO |  | 2 | 0
137 | MMSSKM | NS | 2025 | 400060 | DOUBLE ROW ROLLER BEARING NO. 22218 EJ MAKE - FAG/ NSK/SKF/BBH | NO |  | 1 | 0
138 | MMSSKM | NS | 2025 | 400063 | TAPPER ROLLER BEARING No 714249 JM MAKE - FAG/NSK/SKF/BBH | NO |  | 4 | 0
139 | MMSSKM | NS | 2025 | 400066 | S.R. BALL BEARING NO- 7318 BBC MB MAKE - FAG/NSK/SKF/BBH | NO |  | 1 | 0
140 | MMSSKM | NS | 2025 | 400067 | S.R. BALL BEARING NO- 6412 A MAKE - FAG/ NSK/SKF/BBH | NO |  | 4 | 0
141 | MMSSKM | NS | 2025 | 400070 | ROLLER BEARING NO- NU 308 FOR HIGH SPEED MOTOR MAKE - FAG/ NSK/SKF/BBH | NO |  | 4 | 0
142 | MMSSKM | NS | 2025 | 2851 | S.S ALLANKEY BOLT 12X40 MAKE - CAPARO/TVS/XPS | NO |  | 30 | 0
143 | MMSSKM | NS | 2025 | 2862 | S.S. Allenkey Bolt M20X50 MAKE - CAPARO/TVS/XPS | NO |  | 60 | 0
144 | MMSSKM | NS | 2025 | 3412 | H.T. HEXA BOLT (H.T.) 20X100 MM MAKE - CAPARO/TVS/XPS | NO |  | 40 | 0
145 | MMSSKM | NS | 2025 | 3446 | H.T. Allen Bolt 8X20MM MAKE - CAPARO/TVS/XPS | NO |  | 30 | 0
146 | MMSSKM | NS | 2025 | 3447 | H.T. Hex Bolt (H.T.) 6X16 MAKE - CAPARO/TVS/XPS | NO |  | 20 | 0
147 | MMSSKM | NS | 2025 | 3450 | H.T. Bolt WITH NUT16X100 MM MAKE - CAPARO/TVS/XPS | NO |  | 30 | 0
148 | MMSSKM | NS | 2025 | 3452 | H.T. Hex Bolt 10X35 MAKE - CAPARO/TVS/XPS | NO |  | 10 | 0
149 | MMSSKM | NS | 2025 | 3564 | H.T. ALLEN BOLT M 12X40MM MAKE - CAPARO/TVS/XPS | NO |  | 50 | 0
150 | MMSSKM | NS | 2025 | 3566 | H.T. ALLEN BOLT M 16X35MM MAKE - CAPARO/TVS/XPS | NO |  | 30 | 0
151 | MMSSKM | NS | 2025 | 4255 | H.T. ALLEN KEY BOLT 16X40MM MAKE - CAPARO/TVS/XPS | NO |  | 30 | 0
152 | MMSSKM | NS | 2025 | 4315 | H.T. BOLT 16X80 MM MAKE - CAPARO/TVS/XPS | NO |  | 40 | 0
153 | MMSSKM | NS | 2025 | 4349 | H.T. Bolt M 18X150 MAKE - CAPARO/TVS/XPS | NO |  | 5 | 0
154 | MMSSKM | NS | 2025 | 4495 | H.T. BOLT 16X20 MM MAKE - CAPARO/TVS/XPS | NO |  | 10 | 0
155 | MMSSKM | NS | 2025 | 4496 | H.T. Hexa Bolt 12x40mm MAKE - CAPARO/TVS/XPS | NO |  | 10 | 0
156 | MMSSKM | NS | 2025 | 4504 | H.T. BOLT FT12X65 MM MAKE - CAPARO/TVS/XPS | NO |  | 10 | 0
157 | MMSSKM | NS | 2025 | 4570 | H.T. Bolt M16x40 MM MAKE - CAPARO/TVS/XPS | NO |  | 50 | 0
158 | MMSSKM | NS | 2025 | 4822 | H.T. BOLT, SIZE - 24X60MM MAKE - CAPARO/TVS/XPS | NO |  | 20 | 0
159 | MMSSKM | NS | 2025 | 5145 | H.T. BOLT WITH NUT 16x50 mm (F.T) MAKE - CAPARO/TVS/XPS | NO |  | 50 | 0
160 | MMSSKM | NS | 2025 | 5150 | H.T. BOLT WITH NUT 20x60 mm (F.T) MAKE - CAPARO/TVS/XPS | NO |  | 30 | 0
161 | MMSSKM | NS | 2025 | 5165 | NYLOCK NUT - 24 MM MAKE - CAPARO/TVS/XPS | NO |  | 150 | 0
162 | MMSSKM | NS | 2025 | 5167 | H.T. BOLT HEXA (F.T.) 12x50 mm MAKE - CAPARO/TVS/XPS | NO |  | 60 | 0
163 | MMSSKM | NS | 2025 | 5169 | H.T. BOLT (F.T.) 12x35 mm MAKE - CAPARO/TVS/XPS | NO |  | 50 | 0
164 | MMSSKM | NS | 2025 | 5172 | H.T. BOLT (F.T.) 8x30 mm MAKE - CAPARO/TVS/XPS | NO |  | 30 | 0
165 | MMSSKM | NS | 2025 | 5175 | H.T. BOLT (F.T.) 20x50 mm MAKE - CAPARO/TVS/XPS | NO |  | 10 | 0
166 | MMSSKM | NS | 2025 | 5176 | H.T. BOLT (F.T.) 16x30mm MAKE - CAPARO/TVS/XPS | NO |  | 40 | 0
167 | MMSSKM | NS | 2025 | 5178 | H.T. BOLT (F.T.) 10x25 mm MAKE - CAPARO/TVS/XPS | NO |  | 20 | 0
168 | MMSSKM | NS | 2025 | 5180 | H.T. BOLT (F.T.) 20x80 mm MAKE - CAPARO/TVS/XPS | NO |  | 30 | 0
169 | MMSSKM | NS | 2025 | 5181 | H.T. BOLT (F.T.) 6x16 mm MAKE - CAPARO/TVS/XPS | NO |  | 60 | 0
170 | MMSSKM | NS | 2025 | 5182 | H.T. BOLT (F.T.) 8x20 mm MAKE - CAPARO/TVS/XPS | NO |  | 40 | 0
171 | MMSSKM | NS | 2025 | 5188 | H.T. BOLT (F.T.) 24x65 mm MAKE - CAPARO/TVS/XPS | NO |  | 5 | 0
172 | MMSSKM | NS | 2025 | 5189 | H.T. BOLT (F.T) 20x150 mm MAKE - CAPARO/TVS/XPS | NO |  | 5 | 0
173 | MMSSKM | NS | 2025 | 5263 | H.T. BOLT 6X35 MM MAKE - CAPARO/TVS/XPS | NO |  | 40 | 0
174 | MMSSKM | NS | 2025 | 5265 | H.T. Bolt 5x125 MM MAKE - CAPARO/TVS/XPS | NO |  | 5 | 0
175 | MMSSKM | NS | 2025 | 5303 | H.T. BOLT 6X80 MM MAKE - CAPARO/TVS/XPS | NO |  | 30 | 0
176 | MMSSKM | NS | 2025 | 5304 | H.T. BOLT 8X50 MM MAKE - CAPARO/TVS/XPS | NO |  | 30 | 0
177 | MMSSKM | NS | 2025 | 5436 | H.T. HEXA BOLT M20X60 MAKE - CAPARO/TVS/XPS | NO |  | 20 | 0
178 | MMSSKM | NS | 2025 | 5660 | H.T. BOLT 10X40MM MAKE - CAPARO/TVS/XPS | NO |  | 40 | 0
179 | MMSSKM | NS | 2025 | 5804 | H.T. BOLT 8X40 MM (F/T) MAKE - CAPARO/TVS/XPS | NO |  | 100 | 0
180 | MMSSKM | NS | 2025 | 6045 | H.T. BOLT M20X65 WITH NYLOCK NUT (H.T.) MAKE - CAPARO/TVS/XPS | NO |  | 10 | 0
181 | MMSSKM | NS | 2025 | 6046 | H.T. BOLT - 8X20 MAKE - CAPARO/TVS/XPS | NO |  | 25 | 0
182 | MMSSKM | NS | 2025 | 6047 | H.T. BOLT - 6X20MM MAKE - CAPARO/TVS/XPS | NO |  | 20 | 0
183 | MMSSKM | NS | 2025 | 6052 | H.T. BOLT - 6X25 MAKE - CAPARO/TVS/XPS | NO |  | 50 | 0
184 | MMSSKM | NS | 2025 | 6075 | H.T. 24X65 COUNTER SHANK BOLT WITH NUT HALF THREAD MAKE - CAPARO/TVS/XPS | NO |  | 40 | 0
185 | MMSSKM | NS | 2025 | 6508 | H.T.Bolt (Half T)10x50mm MAKE - CAPARO/TVS/XPS | NO |  | 50 | 0
186 | MMSSKM | NS | 2025 | 6548 | H.T. Bolt (F.T) 16x120 MM MAKE - CAPARO/TVS/XPS | NO |  | 20 | 0
187 | MMSSKM | NS | 2025 | 6551 | H.T. HEXA BOLT - M20x50MM MAKE - CAPARO/TVS/XPS | NO |  | 50 | 0
188 | MMSSKM | NS | 2025 | 6743 | H.T. HEXA BOLT - M 8x30MM MAKE - CAPARO/TVS/XPS | NO |  | 30 | 0
189 | MMSSKM | NS | 2025 | 6745 | H.T. BOLT WITH NYLOCK NUT HALF THREAD -24X75MM MAKE - CAPARO/TVS/XPS | NO |  | 90 | 0
190 | MMSSKM | NS | 2025 | 7286 | H.T. BOLT (F.T.) 10X30 MM MAKE - CAPARO/TVS/XPS | NO |  | 50 | 0
191 | MMSSKM | NS | 2025 | 7411 | H.T. COUNTER BOLT WITH NUT HT 20X160 MM MAKE - CAPARO/TVS/XPS | NO |  | 68 | 0
192 | MMSSKM | NS | 2025 | 8667 | H.T. BOLT 16X65 MAKE - CAPARO/TVS/XPS | NO |  | 40 | 0
193 | MMSSKM | NS | 2025 | 8668 | HT COUNTER SHANK 10X50 MAKE - CAPARO/TVS/XPS | NO |  | 30 | 0
194 | MMSSKM | NS | 2025 | 8670 | HT ALLENKEY BOLT 12X30 MAKE - CAPARO/TVS/XPS | NO |  | 40 | 0
195 | MMSSKM | NS | 2025 | 9650 | H.T BOLTS /NUT(FULL.THREAD) - 6 X 40 MM MAKE - CAPARO/TVS/XPS | NO |  | 100 | 0
196 | MMSSKM | NS | 2025 | 9654 | H.T. BOLT 12MM x 130MM MAKE - CAPARO/TVS/XPS | NO |  | 10 | 0
197 | MMSSKM | NS | 2025 | 9659 | H.T. HEXA BOLT - M16 X 50 MM MAKE - CAPARO/TVS/XPS | NO |  | 70 | 0
198 | MMSSKM | NS | 2025 | 9662 | H.T. HEXA BOLT WITH NUT HALF THREAD- M 36 X 200 MM MAKE - CAPARO/TVS/XPS | NO |  | 10 | 0
199 | MMSSKM | NS | 2025 | 9663 | H.T. HEXA BOLT - M12 X 30 MM MAKE - CAPARO/TVS/XPS | NO |  | 50 | 0
200 | MMSSKM | NS | 2025 | 9666 | S.S. ALLEN BOLT - M12 X 50 MM MAKE - CAPARO/TVS/XPS | NO |  | 30 | 0
201 | MMSSKM | NS | 2025 | 9667 | H.T. BOLT - 12X 40 MM HALF THREAD MAKE - CAPARO/TVS/XPS | NO |  | 50 | 0
202 | MMSSKM | NS | 2025 | 9669 | H.T BOLTS (FULL.THREAD) - 16 X 75 MM MAKE - CAPARO/TVS/XPS | NO |  | 40 | 0
203 | MMSSKM | NS | 2025 | 9670 | H.T BOLTS (FULL.THREAD) - 12 X 75 MM MAKE - CAPARO/TVS/XPS | NO |  | 60 | 0
204 | MMSSKM | NS | 2025 | 9671 | H.T BOLTS (FULL.THREAD) - 12 X 100 MM MAKE - CAPARO/TVS/XPS | NO |  | 10 | 0
205 | MMSSKM | NS | 2025 | 9672 | H.T BOLTS (FULL.THREAD) - 10 X 20 MM MAKE - CAPARO/TVS/XPS | NO |  | 50 | 0
206 | MMSSKM | NS | 2025 | 9673 | H.T BOLTS (FULL.THREAD) - 8 X 25 MM MAKE - CAPARO/TVS/XPS | NO |  | 20 | 0
207 | MMSSKM | NS | 2025 | 9675 | S.S. BOLT - 6 X 30 MM MAKE - CAPARO/TVS/XPS | NO |  | 20 | 0
208 | MMSSKM | NS | 2025 | 9676 | S.S. BOLT - 8 X 30 MM MAKE - CAPARO/TVS/XPS | NO |  | 50 | 0
209 | MMSSKM | NS | 2025 | 9677 | S.S. BOLT - 8 X 25 MM WITH WASHER THICK- 5MM MAKE - CAPARO/TVS/XPS | NO |  | 50 | 0
210 | MMSSKM | NS | 2025 | 9678 | S.S. BOLT - 16 X 40 MM MAKE - CAPARO/TVS/XPS | NO |  | 10 | 0
211 | MMSSKM | NS | 2025 | 9680 | H.T. BOLT WITH NOYLOCK NUT - 24 X 65 MM MAKE - CAPARO/TVS/XPS | NO |  | 45 | 0
212 | MMSSKM | NS | 2025 | 9682 | H.T. BOLT - 20 X 65 MM WITH NYLOCK NUT MAKE - CAPARO/TVS/XPS | NO |  | 20 | 0
213 | MMSSKM | NS | 2025 | 10207 | S.S. ALLEN BOLT - M 12 X 35 MM MAKE - CAPARO/TVS/XPS | NO |  | 50 | 0
214 | MMSSKM | NS | 2025 | 250258 | H.T. BOLT(F.T.) 16X150MM MAKE - CAPARO/TVS/XPS | NO |  | 5 | 0
215 | MMSSKM | NS | 2025 | 290060 | H.T. BOLT WITH NYLOCK HT 24X90 MM MAKE - CAPARO/TVS/XPS | NO |  | 200 | 0
216 | MMSSKM | NS | 2025 | 10018 | PLUG TOP 2 PIN 5 AMP. MAKE - HAVELLS | NO |  | 50 | 0
217 | MMSSKM | NS | 2025 | 10034 | ELECTRONIC TUBELIGHT CHOCK 40W MAKE - HAVELLS | NO |  | 100 | 0
218 | MMSSKM | NS | 2025 | 1444 | General Purpose Welding Electrode 6013 SIZE S- 3.15 MM MAKE - ADOR/EWAC//ESSEN | KG |  | 656 | 0
219 | MMSSKM | NS | 2025 | 2908 | WELDING HELMET WITH RING - I.S.I. STANDARD MAKE - ADOR/EWAC/ESSEN | NO |  | 6 | 0
220 | MMSSKM | NS | 2025 | 5128 | GAS CUTTING NOZEL FOR LPG ,SIZE - 1/32INCH, MAKE - ADOR/EWAC/ESSEN | NO |  | 1 | 0
221 | MMSSKM | NS | 2025 | 5129 | GAS CUTTING NOZEL FOR LPG ,SIZE - 3/64INCH MAKE - ADOR/EWAC/ESSEN | NO |  | 29 | 0
222 | MMSSKM | NS | 2025 | 5217 | BRONZETIC FLUX FOR BRAZING USE - 500 GM PACK MAKE - ADOR/EWAC/ESSEN | NO |  | 6 | 0
223 | MMSSKM | NS | 2025 | 5220 | General Purpose Welding Electrode 6013 SIZE-2.5 MM MAKE - ADOR/EWAC//ESSEN | KG |  | 110 | 0
224 | MMSSKM | NS | 2025 | 5229 | WELDING ELECTRODE - CUG/CGS 680 (ALLOY CPBW 015 )- 4 MM MAKE - ADOR/EWAC/ESSEN | KG |  | 20 | 0
225 | MMSSKM | NS | 2025 | 5814 | HOSE CONNECTOR FOR GAS CUTTER HOSE JOINTING - 1/4INCH X 3INCH MAKE - ADOR/EWAC/ESSEN | NO |  | 10 | 0
226 | MMSSKM | NS | 2025 | 6027 | WELDING ELECTRODE SUPER BOND 44 SS - 3.15 MM MAKE - ADOR/EWAC/ESSEN | KG |  | 50 | 0
227 | MMSSKM | NS | 2025 | 6028 | WELDING ELECTRODE SUPER BOND 44 SS-2.5/2.15 MM MAKE - ADOR/EWAC/ESSEN | KG |  | 20 | 0
228 | MMSSKM | NS | 2025 | 6800 | WELDING ELECTRODE CHROMESLIDE N6006 HARD FACING ELECTRODE (EWACSLIDE 12 CHROMSLIDE 6006) - 3.15 MM MAKE - ADOR/EWAC//ESSEN | KG |  | 65 | 0
229 | MMSSKM | NS | 2025 | 6801 | WELDING ELECTRODE SIZE- 4MM CHROMESLIDE N6006 HARD FACING ELECTRODE (EWACSLIDE 12 CHROMSLIDE 6006) - 4 MM MAKE - ADOR/ EWAC/ESSEN | KG |  | 65 | 0
230 | MMSSKM | NS | 2025 | 7061 | WELDING ELECTROD SPECTRA ST 80 L SIZE 4 MM MAKE - ADOR/EWAC//ESSEN | KG |  | 160 | 0
231 | MMSSKM | NS | 2025 | 7088 | WELDING ELECTROD SPECTRA ST 80 L SIZE 3.15 MM MAKE - ADOR/EWAC//ESSEN | KG |  | 86 | 0
232 | MMSSKM | NS | 2025 | 7285 | WELDING ELECTRODE SUPER BOND 44 SS-4 MM MAKE - ADOR/EWAC/ESSEN | KG |  | 100 | 0
233 | MMSSKM | NS | 2025 | 9871 | WELDING ELECTRODE - SPECTRA CI 01 - 3.15 MM MAKE - ADOR/EWAC//ESSEN | KG |  | 10 | 0
234 | MMSSKM | NS | 2025 | 9873 | WELDING ELECTRODE - SPECTRA CI 01 - 4 MM MAKE - ADOR/EWAC//ESSEN | KG |  | 30 | 0
235 | MMSSKM | NS | 2025 | 9878 | WELDING ELECTRODE - 7018 (ZUPER FAB C 7018 ) - 3.15 MM MAKE - ADOR/EWAC/ESSEN | KG |  | 120 | 0
236 | MMSSKM | NS | 2025 | 9879 | WELDING ELECTRODE - CUG/CGS 680 (ALLOY CPBW 015) - 3.15 MM MAKE - ADOR/EWAC/ESSEN | KG |  | 16 | 0
237 | MMSSKM | NS | 2025 | 9882 | WELDING ELECTRODE SS309L (TERRA HT 96 SPL)SS TO M.S - 3.15 MM OR EQUIVALENT MAKE - ADOR/EWAC/ESSEN | KG |  | 46 | 0
238 | MMSSKM | NS | 2025 | 9883 | WELDING ELECTRODE SS309L,(TERRA HT 96 SPL) SS TO M.S - 4 MM MAKE - ADOR/EWAC/ESSEN | KG |  | 20 | 0
239 | MMSSKM | NS | 2025 | 9887 | GAS HOSE FOR GAS CUTTER USE - BLACK - INDUSTRIAL GAS CUTTING HEAVY DUTY MAKE - ADOR/EWAC/ESSEN | MTR |  | 150 | 0
240 | MMSSKM | NS | 2025 | 9890 | GAS HOSE FOR GAS CUTTER USE - RED - INDUSTRIAL GAS CUTTING HEAVY DUTY MAKE - ADOR/EWAC/ESSEN | MTR |  | 150 | 0
241 | MMSSKM | NS | 2025 | 9892 | WELDING GLOVES FOR WELDER USE MAKE - ADOR/EWAC/ESSEN | Pair |  | 88 | 0
242 | MMSSKM | NS | 2025 | 10188 | WELDING ELECTRODE - SPECTRA ST 80 - 3.15MM MAKE - ADOR/EWAC//ESSEN | KG |  | 145 | 0
243 | MMSSKM | NS | 2025 | 10189 | WELDING ELECTRODE - SPECTRA ST 80 - 4MM MAKE - ADOR/EWAC//ESSEN | KG |  | 150 | 0
244 | MMSSKM | NS | 2025 | 10567 | General Purpose Welding Electrode 6013 SIZE 4 MM MAKE - ADOR/EWAC//ESSEN | KG |  | 460 | 0
245 | MMSSKM | NS | 2025 | 290053 | WELDING ELECTRODE - LH 106 (ALLOY UNITRO U AW) - 3.15 MM MAKE - ADOR/EWAC/ESSEN | KG |  | 50 | 0
246 | MMSSKM | NS | 2025 | 300015 | L.P.G. REGULATOR - AS PER SAMPLE INDUSTRIAL USE MAKE - ADOR/EWAC/ESSEN | NO |  | 1 | 0
247 | MMSSKM | NS | 2025 | 300029 | GAS CUTTING TORCH - FOR INDUSTRIAL USE MAKE - ADOR/EWAC/ESSEN | NO |  | 4 | 0
248 | MMSSKM | NS | 2025 | 300031 | WELDING HOLDER - 600 AMP HEAVY DUTY MAKE - ADOR/EWAC/ESSEN | NO |  | 30 | 0
249 | MMSSKM | NS | 2025 | 300033 | COPPER WELDING CABLE 70 MM SQ, AS IS: 9857790 - 600 AMP HEAVY DUTY MAKE - ADOR/EWAC/ESSEN | MTR |  | 200 | 0
250 | MMSSKM | NS | 2025 | 300073 | Oxygen Regulater For Gas Cutter Use MAKE - ADOR/EWAC/ESSEN | NO |  | 1 | 0
251 | MMSSKM | NS | 2025 | 10569 | AMC SERVICING WELDING MACHINE WITH SERVICE ENGINEER MAKE - ADOR | NO |  | 3 | 0
252 | MMSSKM | NS | 2025 | 10098 | GLAND PACKING FOR FEED PUMP STYLE NO-2222, SIZE-12 MM, TYPE – HDA 80/13 MAKE – KSB/CHAMPION | pack |  | 10 | 0
253 | MMSSKM | NS | 2025 | 1574 | EN-8 ROD SIZE-50 MMEN. 8 ROD - 50 MM WITH MANUFACTURING CERTIFICATE MAKE -ROYAL ENGINEERING WORKS/BALAJI CASTING/ROYAL ISPAT UDYOG | KG |  | 50 | 0
254 | MMSSKM | NS | 2025 | 2334 | GUN METAL ROD - 1 INCH X 12 INCH WITH MANUFACTURING CERTIFICATEMAKE -ROYAL ENGINEERING WORKS/BALAJI CASTING/ROYAL ISPAT UDYOG | NO |  | 6 | 0
255 | MMSSKM | NS | 2025 | 5732 | GUN METAL ROD - 1.5 INCH X 12 INCHWITH MANUFACTURING CERTIFICATE MAKE -ROYAL ENGINEERING WORKS/BALAJI CASTING/ROYAL ISPAT UDYOG | NO |  | 3 | 0
256 | MMSSKM | NS | 2025 | 5737 | GUN METAL HOLLOW DRUM 3 INCH X2 INCH X12 INCH WITH MANUFACTURING CERTIFICATE MAKE - ROYAL ENGINEERING WORKS/BALAJI CASTING/ROYAL ISPAT UDYOG | NO |  | 17 | 0
257 | MMSSKM | NS | 2025 | 5739 | GUN METAL HOLLOW DRUM 4 INCH X1 INCH X12 INCH WITH MANUFACTURING CERTIFICATE MAKE - ROYAL ENGINEERING WORKS/BALAJI CASTING/ROYAL ISPAT UDYOG | NO |  | 3 | 0
258 | MMSSKM | NS | 2025 | 5740 | GUN METAL HOLLOW DRUM - 4.5 INCH X 2 INCH X 12 INCH , WITH MANUFACTURING CERTIFICATEMAKE -ROYAL ENGINEERING WORKS/BALAJI CASTING/ROYAL ISPAT UDYOG | NO |  | 3 | 0
259 | MMSSKM | NS | 2025 | 5741 | GUN METAL HOLLOW DRUM - 5 INCH X 2 INCH X 12 INCH , WITH MANUFACTURING CERTIFICATE MAKE -ROYAL ENGINEERING WORKS/BALAJI CASTING/ROYAL ISPAT UDYOG | NO |  | 1 | 0
260 | MMSSKM | NS | 2025 | 6190 | EN-8 ROD SIZE-40MM EN. 8 ROD - 40 MM WITH MANUFACTURING CERTIFICATE MAKE -ROYAL ENGINEERING WORKS/BALAJI CASTING/ROYAL ISPAT UDYOG | KG |  | 35 | 0
261 | MMSSKM | NS | 2025 | 6191 | EN-8 ROD SIZE-65MM EN. 8 ROD - 65 MMWITH MANUFACTURING CERTIFICATE MAKE -ROYAL ENGINEERING WORKS/BALAJI CASTING/ROYAL ISPAT UDYOG | KG |  | 70 | 0
262 | MMSSKM | NS | 2025 | 10057 | GUN METAL ROD - 2 INCH X 12 INCH GUN METAL ROD - 2 INCH X 12 INCH , WITH MANUFACTURING CERTIFICATEMAKE -ROYAL ENGINEERING WORKS/BALAJI CASTING/ROYAL ISPAT UDYOG | NO |  | 1 | 0
263 | MMSSKM | NS | 2025 | 10059 | GUN METAL ROD - 3 INCH X 12 INCH GUN METAL ROD - 3 INCH X 12 INCH , WITH MANUFACTURING CERTIFICATEMAKE -ROYAL ENGINEERING WORKS/BALAJI CASTING/ROYAL ISPAT UDYOG | NO |  | 3 | 0
264 | MMSSKM | NS | 2025 | 10060 | GUN METAL ROD - 4 INCH X 12 INCH GUN METAL ROD - 4 INCH X 12 INCH , WITH MANUFACTURING CERTIFICATEMAKE -ROYAL ENGINEERING WORKS/BALAJI CASTING/ROYAL ISPAT UDYOG | NO |  | 2 | 0
265 | MMSSKM | NS | 2025 | 10063 | EN. 8 ROD - 30 MM EN. 8 ROD - 30 MM WITH MANUFACTURING CERTIFICATE MAKE -ROYAL ENGINEERING WORKS/BALAJI CASTING/ROYAL ISPAT UDYOG | KG |  | 40 | 0
266 | MMSSKM | NS | 2025 | 10065 | EN. 8 ROD - 80 MM EN. 8 ROD - 80 MM WITH MANUFACTURING CERTIFICATE MAKE -ROYAL ENGINEERING WORKS/BALAJI CASTING/ROYAL ISPAT UDYOG | KG |  | 70 | 0
267 | MMSSKM | NS | 2025 | 10067 | EN. 8 ROD - 100 MM EN. 8 ROD - 100 MMWITH MANUFACTURING CERTIFICATE MAKE -ROYAL ENGINEERING WORKS/BALAJI CASTING/ROYAL ISPAT UDYOG | KG |  | 100 | 0
268 | MMSSKM | NS | 2025 | 10068 | EN- 9 ROD 40 MM EN- 9 ROD - 40 MM WITH MANUFACTURING CERTIFICATE MAKE -ROYAL ENGINEERING WORKS/BALAJI CASTING/ROYAL ISPAT UDYOG | KG |  | 45 | 0
269 | MMSSKM | NS | 2025 | 10069 | EN- 9 ROD - 60 MMEN- 9 ROD - 60 MM WITH MANUFACTURING CERTIFICATE MAKE -ROYAL ENGINEERING WORKS/BALAJI CASTING/ROYAL ISPAT UDYOG | KG |  | 50 | 0
270 | MMSSKM | NS | 2025 | 10071 | EN- 9 ROD - 70 MM EN- 9 ROD - 70 MM WITH MANUFACTURING CERTIFICATE MAKE -ROYAL ENGINEERING WORKS/BALAJI CASTING/ROYAL ISPAT UDYOG | KG |  | 70 | 0
271 | MMSSKM | NS | 2025 | 10072 | EN- 9 ROD - 100 MM EN- 9 ROD - 100 MM WITH MANUFACTURING CERTIFICATE MAKE -ROYAL ENGINEERING WORKS/BALAJI CASTING/ROYAL ISPAT UDYOG | KG |  | 100 | 0
272 | MMSSKM | NS | 2025 | 10180 | GUN METAL HOLLOW DRUM - 3 INCH X 1 INCH X 12 INCH , WITH MANUFACTURING CERTIFICATE MAKE -ROYAL ENGINEERING WORKS/BALAJI CASTING/ROYAL ISPAT UDYOG | NO |  | 5 | 0
273 | MMSSKM | NS | 2025 | 10921 | GUN METAL HOLLOW DRUM - 3.5 INCH X 1 INCH X 12 INCH , WITH MANUFACTURING CERTIFICATE MAKE -ROYAL ENGINEERING WORKS/BALAJI CASTING/ROYAL ISPAT UDYOG | NO |  | 6 | 0
274 | MMSSKM | NS | 2025 | 10922 | GUN METAL HOLLOW DRUM - 2.5 INCH X 1 INCH X 12 INCH , WITH MANUFACTURING CERTIFICATE MAKE -ROYAL ENGINEERING WORKS/BALAJI CASTING/ROYAL ISPAT UDYOG | NO |  | 6 | 0
275 | MMSSKM | NS | 2025 | 290001 | EN-8 ROD SIZE-20MM EN. 8 ROD - 20 MM WITH MANUFACTURING CERTIFICATE MAKE -ROYAL ENGINEERING WORKS/BALAJI CASTING/ROYAL ISPAT UDYOG | KG |  | 50 | 0
276 | MMSSKM | NS | 2025 | 1960 | RUBBER V BELT B-96 MAKE - FENNER/SKF/GATES | NO |  | 2 | 0
277 | MMSSKM | NS | 2025 | 1961 | RUBBER V BELT B-110 MAKE FENNER/SKF/GATES | NO |  | 2 | 0
278 | MMSSKM | NS | 2025 | 1963 | RUBBER V BELT B - 68 MAKE FENNER/SKF/GATES | NO |  | 9 | 0
279 | MMSSKM | NS | 2025 | 1965 | RUBBER V BELT B - 75 MAKE FENNER/SKF/GATES | NO |  | 14 | 0
280 | MMSSKM | NS | 2025 | 1966 | RUBBER V BELT B-52MAKE FENNER/SKF/GATES | NO |  | 7 | 0
281 | MMSSKM | NS | 2025 | 1968 | RUBBER V BELT B - 56MAKE FENNER/SKF/GATES | NO |  | 7 | 0
282 | MMSSKM | NS | 2025 | 1970 | RUBBER V BELT B-41 MAKE FENNER/SKF/GATES | NO |  | 11 | 0
283 | MMSSKM | NS | 2025 | 1974 | RUBBER V BELT B-60 MAKE FENNER/SKF/GATES | NO |  | 24 | 0
284 | MMSSKM | NS | 2025 | 1977 | RUBBER V BELT B-37MAKE FENNER/SKF/GATES | NO |  | 8 | 0
285 | MMSSKM | NS | 2025 | 3589 | RUBBER V - BELT C-94 MAKE - FENNER/SKF/GATES | NO |  | 4 | 0
286 | MMSSKM | NS | 2025 | 3591 | RUBBER V - BELT C-91 MAKE - FENNER/SKF/GATES | NO |  | 1 | 0
287 | MMSSKM | NS | 2025 | 3592 | RUBBER V- BELT C - 109 MAKE - FENNER/SKF/GATES | NO |  | 2 | 0
288 | MMSSKM | NS | 2025 | 6136 | RUBBER V-Belt SPC-2240 MAKE - FENNER/SKF/GATES | NO |  | 2 | 0
289 | MMSSKM | NS | 2025 | 6423 | RUBBER V BELT SPB-2120 MAKE - FENNER/SKF/GATES | NO |  | 2 | 0
290 | MMSSKM | NS | 2025 | 6424 | RUBBER V-BELT, C-68 MAKE FENNER/SKF/GATES | NO |  | 2 | 0
291 | MMSSKM | NS | 2025 | 6662 | RUBBER TYRE FOR TYRE COUPLING PH-276 MAKE - FENNER/SKF/GATES | NO |  | 5 | 0
292 | MMSSKM | NS | 2025 | 6665 | RUBBER TYRE FOR TYRE COUPLING F-50 (PH-50)MAKE - FENNER/SKF/CONTINENTAL | NO |  | 2 | 0
293 | MMSSKM | NS | 2025 | 6666 | RUBBER TYRE FOR TYRE COUPLING PX-80 MAKE - FENNER/SKF/CONTINENTAL | NO |  | 3 | 0
294 | MMSSKM | NS | 2025 | 7234 | RUBBER TYRE COUPLING T-9 (F-90)MAKE - FENNER/SKF/CONTINENTAL | NO |  | 2 | 0
295 | MMSSKM | NS | 2025 | 7235 | RUBBER TYRE COUPLING T-8 (F-80) MAKE - FENNER/SKF/CONTINENTAL | NO |  | 5 | 0
296 | MMSSKM | NS | 2025 | 7236 | RUBBER TYRE COUPLING T-11 (F-110) MAKE - FENNER/SKF/CONTINENTAL | NO |  | 8 | 0
297 | MMSSKM | NS | 2025 | 8202 | RUBBER TYRE TC/T/C/-010 MAKE - FENNER/SKF/CONTINENTAL | NO |  | 3 | 0
298 | MMSSKM | NS | 2025 | 8269 | RUBBER TYRE FTC/TC/Q-013 MAKE - FENNER/SKF/CONTINENTAL | NO |  | 7 | 0
299 | MMSSKM | NS | 2025 | 8557 | RUBBER V BELT C-86 MAKE FENNER/SKF/GATES | NO |  | 3 | 0
300 | MMSSKM | NS | 2025 | 9985 | RUBBER TYRE FOR TYRE COUPLING- GN-1908 MAKE - FENNER/SKF/CONTINENTAL | NO |  | 3 | 0
301 | MMSSKM | NS | 2025 | 10001 | RUBBER TYRE FOR TYRE COUPLING- PX-50 MAKE - FENNER/SKF/CONTINENTAL | NO |  | 1 | 0
302 | MMSSKM | NS | 2025 | 10002 | RUBBER TYRE FOR TYRE COUPLING- FLUX T - 10 MAKE - FENNER/ SKF/CONTINENTAL | NO |  | 1 | 0
303 | MMSSKM | NS | 2025 | 10003 | RUBBER TYRE FOR TYRE COUPLING- TC/P/014/2514. PXU-26 MAKE - FENNER/SKF/CONTINENTAL | NO |  | 10 | 0
304 | MMSSKM | NS | 2025 | 10004 | RUBBER TYRE FOR TYRE COUPLING- FTC/Q/014 MAKE - FENNER/SKF/CONTINENTAL | NO |  | 1 | 0
305 | MMSSKM | NS | 2025 | 10006 | RUBBER TYRE FOR TYRE COUPLING- F-70 MAKE - FENNER/SKF/CONTINENTAL | NO |  | 5 | 0
306 | MMSSKM | NS | 2025 | 10012 | RUBBER STAR FOR LOVE JOY COUPLING L-150 MAKE - FENNER/ LOVJOY/SKF | NO |  | 5 | 0
307 | MMSSKM | NS | 2025 | 10015 | C.I. COUPLING, OD 290 MM , BOSH ID 177 MM, BOSH LENGTH 85 MM, COUPLING OD WIDTH- 50 MM, NO. OF HOLE-12 NOS. (AS PER SAMPLE) MAKE - FENNER/SKF/CONTINENTAL | SET |  | 1 | 0
308 | MMSSKM | NS | 2025 | 10020 | C.I. COUPLING, OD - 355 MM, BOSH OD 210 MM, BOSH LENGTH 75 MM, COUPLING OD WIDTH - 65 MM, NO OF HOLE- 12 NOS (AS PER SAMPLE) MAKE - FENNER/SKF/CONTINENTAL | SET |  | 1 | 0
309 | MMSSKM | NS | 2025 | 10021 | C.I. COUPLING, OD - 320 MM, BOSH OD 180 MM, BOSH LENGTH 75 MM, COUPLING OD WIDTH - 65 MM, NO OF HOLE- 12 NOS (AS PER SAMPLE) MAKE - FENNER/SKF/CONTINENTAL | SET |  | 1 | 0
310 | MMSSKM | NS | 2025 | 10024 | TYRE COUPLING T-8 MAKE - FENNER/ SKF/CONTINENTAL | SET |  | 5 | 0
311 | MMSSKM | NS | 2025 | 10025 | TYRE COUPLING T-11 MAKE - FENNER/ SKF/CONTINENTAL | SET |  | 5 | 0
312 | MMSSKM | NS | 2025 | 10027 | TYRE COUPLING T-10 MAKE - FENNER/ SKF/CONTINENTAL | SET |  | 5 | 0
313 | MMSSKM | NS | 2025 | 10028 | LOVE JOY COUPLING L-110 MAKE - FENNER/ SKF/CONTINENTAL | SET |  | 5 | 0
314 | MMSSKM | NS | 2025 | 10029 | LOVE JOY COUPLING RRL 110/100 MAKE - FENNER/ SKF/CONTINENTAL | SET |  | 2 | 0
315 | MMSSKM | NS | 2025 | 10030 | S.A. FAN FULL GEARED COUPLING FGC-4 MAKE - FENNER/ SKF/CONTINENTAL | SET |  | 2 | 0
316 | MMSSKM | NS | 2025 | 10032 | F.D. FAN FULL GEARED COUPLING FGC-5 MAKE - FENNER/ SKF/CONTINENTAL | SET |  | 1 | 0
317 | MMSSKM | NS | 2025 | 10033 | I.D. FAN FULL GEARED COUPLING FGC-6 MAKE - FENNER/ SKF/CONTINENTAL | SET |  | 2 | 0
318 | MMSSKM | NS | 2025 | 10036 | CANE UNLOADER LOAD AND UNLOAD GEAR COUPLING LFG- 104 MAKE - SKF/CONTINENTAL /FENNER | SET |  | 3 | 0
319 | MMSSKM | NS | 2025 | 400098 | RUBBER V BELT C-136 MAKE - FENNER/SKF/GATES | NO |  | 5 | 0
320 | MMSSKM | NS | 2025 | 400099 | RUBER V BELT A-59 MAKE FENNER/SKF/GATES | NO |  | 15 | 0
321 | MMSSKM | NS | 2025 | 400103 | RUBBER V BELT A-66 MAKE FENNER/SKF/GATES | NO |  | 3 | 0
322 | MMSSKM | NS | 2025 | 400111 | Rubber V Belt C- 95 MAKE FENNER/SKF/GATES | NO |  | 6 | 0
323 | MMSSKM | NS | 2025 | 1877 | M.S. PIPE C CLASS SIZE- 3/4INCH, THICKNESS OF PIPE- 3.2MM MATERIAL COMPOSITION & TEST REPORT REQUIRED. , MAKE - TATA/JINDAL/SAIL | MTR |  | 120 | 0
324 | MMSSKM | NS | 2025 | 1894 | M.S. PLATE - 10 MM COMPOSITION & TEST REPORT REQUIRED. , MAKE - TATA/JINDAL/SAIL | MT |  | 2 | 0
325 | MMSSKM | NS | 2025 | 1895 | M.S. PLATE - 25 MM COMPOSITION & TEST REPORT REQUIRED. , MAKE - TATA/JINDAL/SAIL | MT |  | 1 | 0
326 | MMSSKM | NS | 2025 | 2206 | M.S. ANGLE - 65 MM X 65 MM X 6 MM COMPOSITION & TEST REPORT REQUIRED. , MAKE - TATA/ JINDAL/SAIL | MT |  | 3 | 0
327 | MMSSKM | NS | 2025 | 4355 | M.S. PLATE - 3 MM COMPOSITION & TEST REPORT REQUIRED. , MAKE - TATA/JINDAL/SAIL | MT |  | 1.5 | 0
328 | MMSSKM | NS | 2025 | 4358 | M.S. ANGLE - 25 MM X 25 MM X 4 MM COMPOSITION & TEST REPORT REQUIRED. , MAKE - TATA /JINDAL/SAIL | MT |  | 0.5 | 0
329 | MMSSKM | NS | 2025 | 5617 | M.S. PIPE C CLASS SIZE-8INCH, THICKNESS OF PIPE- 8 MM. MATERIAL COMPOSITION & TEST REPORT REQUIRED. , MAKE - TATA/JINDAL/SAIL | MTR |  | 4 | 0
330 | MMSSKM | NS | 2025 | 5618 | M.S. PIPE C CLASS SIZE-10INCH, THICKNESS OF PIPE- 8 MM. MATERIAL COMPOSITION & TEST REPORT REQUIRED. , MAKE - TATA/JINDAL/SAIL | MTR |  | 16 | 0
331 | MMSSKM | NS | 2025 | 5619 | M.S. PIPE C CLASS SIZE-12INCH, THICKNESS OF PIPE- 8 MM MATERIAL COMPOSITION & TEST REPORT REQUIRED. MAKE - TATA/JINDAL/SAIL | MTR |  | 14 | 0
332 | MMSSKM | NS | 2025 | 5620 | M.S. PIPE C CLASS SIZE-1.5INCH, THICKNESS OF PIPE- 4 MM MATERIAL COMPOSITION & TEST REPORT REQUIRED. , MAKE - TATA/JINDAL/SAIL | MTR |  | 59 | 0
333 | MMSSKM | NS | 2025 | 5757 | M.S. PLATE - 12 MM COMPOSITION & TEST REPORT REQUIRED. , MAKE - TATA/JINDAL/SAIL | MT |  | 2 | 0
334 | MMSSKM | NS | 2025 | 5759 | M.S. PLATE - 16 MM COMPOSITION & TEST REPORT REQUIRED. , MAKE - TATA/JINDAL/SAIL | MT |  | 2 | 0
335 | MMSSKM | NS | 2025 | 5761 | M.S. ANGLE - 50 MM X 50 MM X 6 MM COMPOSITION & TEST REPORT REQUIRED. , MAKE - TATA/JINDAL/SAIL | MT |  | 3 | 0
336 | MMSSKM | NS | 2025 | 5762 | M.S. ANGLE - 80 MM X 80 MM X 8 MM COMPOSITION & TEST REPORT REQUIRED. , MAKE - TATA/ JINDAL/SAIL | MT |  | 1 | 0
337 | MMSSKM | NS | 2025 | 5763 | M.S. ANGLE - 90 MM X 90 MM X 8 MM COMPOSITION & TEST REPORT REQUIRED. , MAKE - TATA /JINDAL/SAIL | MT |  | 1 | 0
338 | MMSSKM | NS | 2025 | 9652 | M.S. PIPE- SIZE -2.5 INCH THICKNESS OF PIPE 3 MM, X 6 MTR LENGTH, MATERIAL COMPOSITION & TEST REPORT REQUIRED. , MAKE - TATA/JINDAL/SAIL | MTR |  | 48 | 0
339 | MMSSKM | NS | 2025 | 9665 | M.S. PLATE - 32 MM COMPOSITION & TEST REPORT REQUIRED. , MAKE - TATA/JINDAL/SAIL | MT |  | 0.5 | 0
340 | MMSSKM | NS | 2025 | 9689 | M.S. CHANNEL 150 MM X 75 MM COMPOSITION & TEST REPORT REQUIRED. , MAKE - TATA/JINDAL /SAIL | MT |  | 1 | 0
341 | MMSSKM | NS | 2025 | 9690 | M.S. CHANNEL 200 MM X 75 MM COMPOSITION & TEST REPORT REQUIRED. , MAKE - TATA/JINDAL /SAIL | MT |  | 1.5 | 0
342 | MMSSKM | NS | 2025 | 9693 | M.S. CHANNEL 100 MM X 50 MM COMPOSITION & TEST REPORT REQUIRED. , MAKE - TATA/JINDAL /SAIL | MT |  | 1 | 0
343 | MMSSKM | NS | 2025 | 290034 | M.S. PIPE C CLASS SIZE-5INCH, THICKNESS OF PIPE- 5.4 MM MATERIAL COMPOSITION & TEST REPORT REQUIRED. , MAKE - TATA/JINDAL/SAIL | MTR |  | 91 | 0
344 | MMSSKM | NS | 2025 | 290035 | M.S. PIPE C CLASS SIZE- 1/2INCH, THICKNESS OF PIPE- 3.2MM MATERIAL COMPOSITION & TEST REPORT REQUIRED. , MAKE - TATA/JINDAL/SAIL | MTR |  | 116 | 0
345 | MMSSKM | NS | 2025 | 290036 | M.S. PIPE C CLASS SIZE-1INCH, THICKNESS OF PIPE- 4 MM MATERIAL COMPOSITION & TEST REPORT REQUIRED. MAKE - TATA/JINDAL/SAIL | MTR |  | 92 | 0
346 | MMSSKM | NS | 2025 | 290037 | M.S. PIPE C CLASS SIZE-2INCH, THICKNESS OF PIPE- 4.5 MM MATERIAL COMPOSITION & TEST REPORT REQUIRED. , MAKE - TATA/JINDAL/SAIL | MTR |  | 119 | 0
347 | MMSSKM | NS | 2025 | 290038 | M.S. PIPE C CLASS SIZE-4INCH, THICKNESS OF PIPE- 5.4 MM MATERIAL COMPOSITION & TEST REPORT REQUIRED. MAKE - TATA/JINDAL/SAIL | MTR |  | 143 | 0
348 | MMSSKM | NS | 2025 | 290039 | M.S. PIPE C CLASS SIZE-6INCH, THICKNESS OF PIPE- 5.4 MM MATERIAL COMPOSITION & TEST REPORT REQUIRED. , MAKE - TATA/JINDAL/SAIL | MTR |  | 177 | 0
349 | MMSSKM | NS | 2025 | 290041 | M.S. PIPE C CLASS SIZE-3INCH, THICKNESS OF PIPE- 4.8 MM MATERIAL COMPOSITION & TEST REPORT REQUIRED. , MAKE - TATA/JINDAL/SAIL | MTR |  | 96 | 0
350 | MMSSKM | NS | 2025 | 290042 | M.S. PLATE - 8 MM COMPOSITION & TEST REPORT REQUIRED. , MAKE - TATA/JINDAL/SAIL | MT |  | 3 | 0
351 | MMSSKM | NS | 2025 | 290043 | M.S. PLATE - 6 MM COMPOSITION & TEST REPORT REQUIRED. , MAKE - TATA/JINDAL/SAIL | MT |  | 3 | 0
352 | MMSSKM | NS | 2025 | 290068 | M.S. ANGLE - 40 MM X 40 MM X 5 MM COMPOSITION & TEST REPORT REQUIRED. , MAKE - TATA/JINDAL/SAIL | MT |  | 3 | 0
353 | MMSSKM | NS | 2025 | 9966 | DIAPHARAM WITH RUBBER FOR CONTROL VALVE SPECIFICATION APP NO AO800240 SERIES 541-L2BODY MATERIAL A216WCB,CHARATERCTICS LINEAR ACTUATOR U111-30V SUPPLY PRESS 4BAR,CONTROL RANGE 1.2 TO 2.0 BAR OA NO.1491400379,DN 80, ANSI-600 TYPE SS KV VALVE OPEN SEAT 48 MAKE - VARDHMAN HOSS PVT LTD/ GAURAV ENGINEERING & RUBBER WORKS/SWASTIK RUBBER INDUSTRIES | NO |  | 2 | 0
354 | MMSSKM | NS | 2025 | 3798 | AINT- 02C CARD FOR VFD MAKE - ABB/DANFOSS/SIEMENS | NO |  | 1 | 0
355 | MMSSKM | NS | 2025 | 3801 | RMIO CARD FOR VFD MAKE - ABB/DANFOSS/SIEMENS | NO |  | 2 | 0
356 | MMSSKM | NS | 2025 | 3803 | RINT CARD 5611 C FOR VFD MAKE - ABB/DANFOSS/SIEMENS | NO |  | 1 | 0
357 | MMSSKM | NS | 2025 | 4593 | VGA CABLE MALE CONNECTED PLC TO HMI CABLE LENGTH - 2 MTR FOR R.O. PLC PANEL MAKE - ABB/DANFOSS/SIEMENS | NO |  | 2 | 0
358 | MMSSKM | NS | 2025 | 6144 | VFD (VARIABLE FREQUENCY DRIVE) - 90 KW, MAKE - ABB/DANFOSS/SIEMENS | NO |  | 2 | 0
359 | MMSSKM | NS | 2025 | 6149 | ABB TIMER MODEL-CT-AHE OFF DELAY WITH AUX SUPPLY TIME RELAY, RANGE 3 SEC- 30 SEC, A1/A2 - 220-230V AC, AIN2 CONTROL CONTACTS. MAKE - ABB/DANFOSS/SIEMENS | NO |  | 2 | 0
360 | MMSSKM | NS | 2025 | 6584 | CHARGING RESISTANCE FOR C/F DRIVE MAKE - ABB/DANFOSS/SIEMENS | NO |  | 4 | 0
361 | MMSSKM | NS | 2025 | 6589 | RIBBON CABLE IGBT TO AINT CARD ACS 800 VFD MAKE - ABB/DANFOSS/SIEMENS | SET |  | 1 | 0
362 | MMSSKM | NS | 2025 | 6590 | RIBBON CABLE IGBT FOR DCS 800 MILL DRIVE MAKE - ABB/DANFOSS/SIEMENS | SET |  | 2 | 0
363 | MMSSKM | NS | 2025 | 6591 | RIBBON CABLE FOR DCS 800 C/F DRIVE MAKE - ABB/DANFOSS/SIEMENS | SET |  | 2 | 0
364 | MMSSKM | NS | 2025 | 6597 | CONTROL CARD CON-4 FOR MILL & C/F DRIVE MAKE - ABB/DANFOSS/SIEMENS | NO |  | 2 | 0
365 | MMSSKM | NS | 2025 | 7889 | CDP CABLE FOR DCS 800-SO2-0520-05 MAKE - ABB/DANFOSS/SIEMENS | NO |  | 2 | 0
366 | MMSSKM | NS | 2025 | 7890 | VFD (VARIABLE FREQUENCY DRIVE),ACS 580 - 01,363 AMP- 4 FOR ID FAN MAKE - ABB/DANFOSS/SIEMENS | NO |  | 1 | 0
367 | MMSSKM | NS | 2025 | 8277 | COM-2 CARD FOR C/F DRIVE MAKE - ABB/DANFOSS/SIEMENS | NO |  | 2 | 0
368 | MMSSKM | NS | 2025 | 9025 | PRESSURE TRANSMITTER, TYPE-FIXED, SIZE-0 TO 2.5 KG/CM2,TWO WIRE PRESSURE TRANSMITTER,24 VOLT LOOP POWERED, MAKE - ABB/DANFOSS/SIEMENS | NO |  | 2 | 0
369 | MMSSKM | NS | 2025 | 9921 | THERMISTER FOR C/F DRIVE MAKE - ABB/DANFOSS/SIEMENS | NO |  | 1 | 0
370 | MMSSKM | NS | 2025 | 9922 | PLC MODULE DX 561 MAKE - ABB/DANFOSS/SIEMENS | NO |  | 1 | 0
371 | MMSSKM | NS | 2025 | 9926 | RINT CARD 5611 C FOR VFD MAKE - ABB/DANFOSS/SIEMENS | NO |  | 1 | 0
372 | MMSSKM | NS | 2025 | 9930 | RMIO CARD FOR VFD MAKE - ABB/DANFOSS/SIEMENS | NO |  | 1 | 0
373 | MMSSKM | NS | 2025 | 9932 | TIMER BLOCK FOR A9---75 TP401A 0.1-40 SEC. MAKE - ABB/DANFOSS/SIEMENS | NO |  | 1 | 0
374 | MMSSKM | NS | 2025 | 9934 | DCS 800M DCS-ABB IOS HARDWARE FOR - AI-40, AO-24, DI-48, DO-24, MAKE - ABB/DANFOSS/SIEMENS | SET |  | 2 | 0
375 | MMSSKM | NS | 2025 | 9935 | VFD (VARIABLE FREQUENCY DRIVE) 55 KW, MAKE - ABB/DANFOSS/SIEMENS | NO |  | 2 | 0
376 | MMSSKM | NS | 2025 | 10064 | SDCS POWER CARD DCS880 FOR MILL DRIVE MAKE - ABB/DANFOSS/SIEMENS | NO |  | 2 | 0
377 | MMSSKM | NS | 2025 | 10066 | RMBA-01 MUD BUS FOR C/F DRIVE MAKE - ABB/DANFOSS/SIEMENS | NO |  | 2 | 0
378 | MMSSKM | NS | 2025 | 10116 | THERMISTER FOR C/F DRIVE MAKE - ABB/DANFOSS/SIEMENS | NO |  | 1 | 0
379 | MMSSKM | NS | 2025 | 10893 | THYRISTOR DCS880 FOR MILL DRIVE MAKE - ABB/DANFOSS/SIEMENS | NO |  | 1 | 0
380 | MMSSKM | NS | 2025 | 10894 | SDCS CONTROL CARD DCS880 FOR MILL DRIVE MAKE - ABB/DANFOSS/SIEMENS | NO |  | 1 | 0
381 | MMSSKM | NS | 2025 | 10904 | VFD (VARIABLE FREQUENCY DRIVE) 110 KW, MAKE - ABB/DANFOSS/SIEMENS | NO |  | 1 | 0
382 | MMSSKM | NS | 2025 | 4521 | HYDRA STEP INDICATOR FOR INDICATOR OF THE DRUM WITH 12 STEP INDICATION I/P- 202151, C-083371, SERIAL NO.-3430, TYPE -20151, RATING-12V-2W-0 TO 500;C FOR BOILER PANNEL ( MANUFACTURER CHECKED CERTIFICATE AND SHOULD BE AUTHORISED DEALER) MAKE -HITECH SYSTEM AND SERVICES LTD/NORWAY/VECTRA | NO |  | 1 | 0
383 | MMSSKM | NS | 2025 | 6310 | ELECTRO PNEUMATIC POSITIONERS SIGNAL- 4-20MA, INPUT SIGNAL- 4-20MA, MAKE - FORBS MARSHAL/ INDIAN INDUSTRIAL EQUIPMENT /NORWAY | NO |  | 1 | 0
384 | MMSSKM | NS | 2025 | 9956 | STEAM FLOW DP TYPE TRANSMITER SERIAL NO.-OO416368 MODEL NO.-2051CD3A02A1AH2B1K5M5D4DF04, RANGE -0 TO 7500MMH2O MAKE - ROSE MOUNT/NEXUS/ABB/FORBES MARSHALL | NO |  | 1 | 0
385 | MMSSKM | NS | 2025 | 10154 | IBR STEAM TRAPS ,20NB FMTD 722-MB.W.E.20X25NB,S.W.E.COUPLING IBR ANSI#6000 WELDING AS PER ASME MODEL:020FMTD722-MSW2S-II END CONECTION ,SOCKET WELD TYPE (FOR TG INLET) MAKE - FORBES MARSHALL / INDIAN INDUSTRIAL EQUIPMENT/NORWAY | NO |  | 1 | 0
386 | MMSSKM | NS | 2025 | 10155 | IBR STEAM TRAP ,20NB CMTD 42M-S,COMPACT MODULE THERMODYNAMICS TRAP STD .VERSION (DVI,INLET ISOLATION VLV, DIFFUSER) SOCKET WELDABLE END WITH ISOTUB. IBR CONNECTED WITH 20NB X 25NB ,S.W.E.COUPLING MODEL-020X25CMTD 42 M-S FOR 7KG. STEAM LINE ,SULPHUR MELTER & STEAM LINE TO AIR BLOWER MAKE -FORBES MARSHALL / INDIAN INDUSTRIAL EQUIPMENT | NO |  | 1 | 0
387 | MMSSKM | NS | 2025 | 10156 | IBR STEAM TRAP ,15NB,CMTD 42 M-S,COMPACT MODULE - THERMODYNAMIC TRAP STD ,VERSION (DVI INLET ISOLATION VLV, DIFFUSER )SOCKET WELDABLE END WITH ISOTUB, IBR MODEL 015CMTD 42M- S FOR 7 KG. STEAM LINE ,SULPHUR MELTER & STEAM LINE TO AIR BLOWET, MAKE-FORBES MARSHALL / INDIAN INDUSTRIAL EQUIPMENT/NORWAY | NO |  | 1 | 0
388 | MMSSKM | NS | 2025 | 10157 | IBR TWO ORIFICE FLOAT TRAP MODEL 025 TOFT FOR EXHAUST STEAM LINE , VAPOUR LINE & DRYER NON IBR MAKE -FORBES MARSHALL / INDIAN INDUSTRIAL EQUIPMENT/NORWAY | NO |  | 1 | 0
389 | MMSSKM | NS | 2025 | 9698 | ROLLER FOR CANE CARRIER CHAIN. AS PER DRAWING NO- A4-M-1971 MAKE - N.V. KALIA | NO |  | 100 | 0
390 | MMSSKM | NS | 2025 | 9700 | PIN FOR CANE CARRIER CHAIN AS PER DRAWING NO.-A4-M-1971, MATERIAL COMPOSITION 16NI 3 CR2 IS-1570, HARDNESS-50 ± 5 H.R.C , MAKE - N.V. KALIA | NO |  | 180 | 0
391 | MMSSKM | NS | 2025 | 9701 | BUSH FOR CANE CARRIER CHAIN AS PER DRAWING NO.-A4-M-1971, MATERIAL COMPOSITION 16NI 3 CR2 IS- 1570 HARDNESS-40 ± 5 H.R.C , MAKE - N.V. KALIA | NO |  | 100 | 0
392 | MMSSKM | NS | 2025 | 9702 | PIN TYPE BOLT WITH NYLOCK NUT FOR LONG RAKE/INTER RAKE. DRAWING NO- MMSSK/MH/07/10. AS PER SAMPLE MAKE - N.V. KALIA | NO |  | 250 | 0
393 | MMSSKM | NS | 2025 | 9703 | BUSH FOR LONG RAKE/INTER RAKE. DRAWING NO- MMSSK/MH/07/10, AS PER SAMPLE MAKE - N.V. KALIA | NO |  | 250 | 0
394 | MMSSKM | NS | 2025 | 9704 | PIN TYPE BOLT WITH NUT FOR RBC/MBC/BAGASSE ELEVATOR. DRAWING NO- MMSSK/MH/05/10. AS PER SAMPLE MAKE - N.V. KALIA | NO |  | 200 | 0
395 | MMSSKM | NS | 2025 | 9705 | BUSH FOR CHAIN OF RBC/MBC/ BAGASSE ELEVATOR . AS PER DRAWING NO-MMSSK/MH/05/10 MATERIAL- 16 N 13 CR2 - IS-1570, HARDNESS- 40 ± 5 HRC MAKE - N.V. KALIA | NO |  | 800 | 0
396 | MMSSKM | NS | 2025 | 9707 | ROLLER FOR CHAIN OF RBC/MBC/ BAGASSE ELEVATOR AS PER DRAWING NO.- MMSSK/MH/05/10 MATERIAL- M.S -IS- 226 HARDNESS- 30 ± 5 HRC MAKE - N.V. KALIA | NO |  | 600 | 0
397 | MMSSKM | NS | 2025 | 9606 | S.S. SHAFT FOR TRANSFER PUMP , TYPE - MEGA-4-50-200, CAPACITY- 75M3/HR, HEAD-60 METER. MAKE - KSB | NO |  | 1 | 0
398 | MMSSKM | NS | 2025 | 9710 | S.S. SLEEVE FOR SUPER HEATED WASHOUT PUMP. HEATING SURFACE-37M2, TYPE- MEGA G 32/200, CAPACITY-20M3/HR. HEAD- 60 MTR., 2900 RPM, MOTOR-7.5 KW. MAKE - KSB | NO |  | 2 | 0
399 | MMSSKM | NS | 2025 | 9912 | FEED PUMP PACKING, SIZE- 12 MM MAKE - KSB | NO |  | 8 | 0
400 | MMSSKM | NS | 2025 | 10081 | NEW FEED PUMP WITH ALL ACCESSORIES, FOR BOILER , TYPE - HAD - 80/13,DISCHARGE CAPACITY - 40 M3/Hr,HEAD - 1000 Mtr,RPM - 2965 ,Sr NO - 5111012524/200/01, Mfg - 751 /2009,MAKE - KSB PUMPS LTD. | SET |  | 1 | 0
401 | MMSSKM | NS | 2025 | 10082 | SHAFT WITH KEY FOR FEED PUMP TYPE – HDA 80/13 MAKE - KSB | NO |  | 1 | 0
402 | MMSSKM | NS | 2025 | 10083 | BALANCING DISC FOR FEED PUMP TYPE – HDA 80/13 MAKE - KSB | NO |  | 1 | 0
403 | MMSSKM | NS | 2025 | 10084 | COUNTER BALANCING DISC FOR FEED PUMP TYPE – HDA 80/13 MAKE - KSB | NO |  | 1 | 0
404 | MMSSKM | NS | 2025 | 10085 | STAGE SLEEVE FOR FEED PUMP TYPE – HDA 80/13 MAKE - KSB | NO |  | 5 | 0
405 | MMSSKM | NS | 2025 | 10086 | WEARING RING FOR FEED PUMP TYPE – HDA 80/13 MAKE - KSB | NO |  | 5 | 0
406 | MMSSKM | NS | 2025 | 10087 | SHELL BEARING FOR FEED PUMP TYPE – HDA 80/13 MAKE - KSB | NO |  | 4 | 0
407 | MMSSKM | NS | 2025 | 10088 | O RING & GASKET FOR FEED PUMP TYPE – HDA 80/13 MAKE - KSB | SET |  | 2 | 0
408 | MMSSKM | NS | 2025 | 10089 | LUBRICATING RING FOR FEED PUMP TYPE – HDA 80/13 MAKE - KSB LUBRICATING RING FOR FEED PUMP TYPE – HDA 80/13 MAKE - KSB | NO |  | 4 | 0
409 | MMSSKM | NS | 2025 | 10090 | S.P. SLEEVE FOR FEED PUMP TYPE – HDA 80/13 MAKE - KSB | NO |  | 4 | 0
410 | MMSSKM | NS | 2025 | 10091 | CENTRING SLEEVE FOR FEED PUMP TYPE – HDA 80/13 MAKE - KSB | NO |  | 2 | 0
411 | MMSSKM | NS | 2025 | 10092 | SPRING FOR FEED PUMP TYPE – HDA 80/13 MAKE - KSB | NO |  | 8 | 0
412 | MMSSKM | NS | 2025 | 10093 | SPARE SLEEVE LOD FOR FEED PUMP TYPE – HDA 80/13 MAKE - KSB | NO |  | 2 | 0
413 | MMSSKM | NS | 2025 | 10094 | RETENER RING ( LOOSE COOLER ) FOR LOD FOR FEED PUMP TYPE – HDA 80/13 MAKE - KSB | NO |  | 1 | 0
414 | MMSSKM | NS | 2025 | 10095 | LABYERINTH RING FOR FEED PUMP TYPE – HDA 80/13 MAKE - KSB | NO |  | 6 | 0
415 | MMSSKM | NS | 2025 | 10096 | BEARING FOR LOD (3310 C3) FOR FEED PUMP TYPE – HDA 80/13 MAKE - KSB | NO |  | 2 | 0
416 | MMSSKM | NS | 2025 | 10097 | STRAINER FOR FEED PUMP TYPE – HDA 80/13 MAKE - KSB | NO |  | 1 | 0
417 | MMSSKM | NS | 2025 | 10099 | SHAFT WITH KEY FOR FEED PUMP TYPE – HDA 65/15 MAKE - KSB | NO |  | 1 | 0
418 | MMSSKM | NS | 2025 | 10100 | BALANCING DISC FOR FEED PUMP TYPE – HDA 65/15 MAKE - KSB | NO |  | 1 | 0
419 | MMSSKM | NS | 2025 | 10101 | COUNTER BALANCING DISC FOR FEED PUMP TYPE – HDA 80/13 MAKE -KSB | NO |  | 1 | 0
420 | MMSSKM | NS | 2025 | 10102 | STAGE SLEEVE FOR FEED PUMP TYPE – HDA 65/15 MAKE - KSB | NO |  | 5 | 0
421 | MMSSKM | NS | 2025 | 10103 | WEARING RING FOR FEED PUMP TYPE – HDA 65/15 MAKE - KSB | NO |  | 5 | 0
422 | MMSSKM | NS | 2025 | 10104 | SHELL BEARING FOR FEED PUMP TYPE – HDA 65/15 MAKE - KSB | NO |  | 2 | 0
423 | MMSSKM | NS | 2025 | 10105 | O RING & GASKET FOR FEED PUMP TYPE – HDA 65/15 MAKE - KSB | SET |  | 1 | 0
424 | MMSSKM | NS | 2025 | 10106 | LUBRICATING RING FOR FEED PUMP TYPE – HDA 65/15 MAKE - KSB | NO |  | 2 | 0
425 | MMSSKM | NS | 2025 | 10107 | S.P. SLEEVE FOR FEED PUMP TYPE – HDA 65/15 MAKE - KSB | NO |  | 2 | 0
426 | MMSSKM | NS | 2025 | 10108 | CENTRING SLEEVE FOR FEED PUMP TYPE – HDA 65/15 MAKE - KSB | NO |  | 1 | 0
427 | MMSSKM | NS | 2025 | 10109 | SPRING FOR FEED PUMP TYPE – HDA 65/15 MAKE - KSB | NO |  | 4 | 0
428 | MMSSKM | NS | 2025 | 10110 | SPARE SLEEVE LOD FOR FEED PUMP TYPE – HDA 65/15 MAKE - KSB | NO |  | 1 | 0
429 | MMSSKM | NS | 2025 | 10111 | RETENER RING ( LOOSE COOLER ) FOR LOD FOR FEED PUMP TYPE – HDA 65/15 MAKE - KSB | NO |  | 1 | 0
430 | MMSSKM | NS | 2025 | 10112 | LABYERINTH RING FOR FEED PUMP TYPE – HDA 65/15 MAKE - KSB | NO |  | 3 | 0
431 | MMSSKM | NS | 2025 | 10113 | BEARING FOR LOD (3310 C3) FOR FEED PUMP TYPE – HDA 65/15 MAKE - KSB | NO |  | 1 | 0
432 | MMSSKM | NS | 2025 | 10114 | STRAINER FOR FEED PUMP TYPE – HDA 65/15 MAKE - KSB | NO |  | 1 | 0
433 | MMSSKM | NS | 2025 | 8771 | AMC , SERVICING AND OVERHAULING OF BOILER FEED PUMP TYPE -HDA-80/13, WITH TRIAL, MAKE - KSB | NO |  | 3 | 0
434 | MMSSKM | NS | 2025 | 8772 | AMC, SERVICING AND OVERHAULING OF BOILER FEED PUMP TYPE -HDA 65/15 , WITH TRIAL, MAKE - KSB | NO |  | 1 | 0
435 | MMSSKM | NS | 2025 | 9713 | NEW PUMP WITH SS BODY AND SS IMPELLOR FOR DUST CATCHER MODEL - 65/150, MOTOR- 5 H.P. /1440 RPM, CAP-25-30 M3/HR, HEAD - 15 METER - 20 METER TYPE - 50 - BC - 260 MAKE - KIRLOSKAR BROTHERS/WILO/ALGO/VIKAS PUMPS AND PROJECTS | NO |  | 1 | 0
436 | MMSSKM | NS | 2025 | 9714 | NEW PUMP WITH WITH MOTOR ,CI BODY AND SS IMPELLOR FOR QUAD(III RD BODY) CONDENSATE MODEL - SWP - 50/320, MOTER (MARATHON) - 10HP/1450 RPM, CAP.-30 M3/HR, MWC.30, SUCTION - 80MM, DELIVERY - 50MM, MAKE - KIRLOSKAR BROTHERS/WILO/ALGO/VIKAS PUMPS AND PROJECTS | NO |  | 1 | 0
437 | MMSSKM | NS | 2025 | 9719 | NEW PUMP WITH SS BODY AND SS IMPELLOR FOR DUST CATCHER MODEL SWP- - 65/320, MOTOR- 15 H.P. /1450 RPM, CAP.-50 M3/HR, MWC - 30 SUCTION - 100MM DELIVERY, - 65MM MAKE - KIRLOSKAR BROTHERS/WILO/ALGO/VIKAS PUMPS AND PROJECTS | NO |  | 1 | 0
438 | MMSSKM | NS | 2025 | 9720 | NEW PUMP ,SS BODY WITH SS IMPELLOR FOR MELTER, MODEL - UMHQ 50/32, 1450 RPM, CAP.- 30 M3/HR,MWC - 30 MTR, ,SUCTION - 100 MM,DELIVERY - 50 MM, MAKE - KIRLOSKAR BROTHERS/WILO/ALGO/VIKAS PUMPS AND PROJECTS | NO |  | 1 | 0
439 | MMSSKM | NS | 2025 | 9727 | NEW PUMP FOR BIG INJECTION PUMP. MODEL- SMF 35/35, CAPACITY- 1200 M3/HR, MWC-17, MOTOR - 90KW, SPEED-980 RPM, SUCTION - 350MM, DELIVERY - 350 MM MAKE - KIRLOSKAR BROTHERS/WILO/ALGO/VIKAS PUMPS AND PROJECTS | NO |  | 1 | 0
440 | MMSSKM | NS | 2025 | 9736 | NEW SS PUMP WITH MOTOR FOR MUD PUMP. MODEL- SSHQ 50/260, NO. -16/27/05/08, Sr. No.- 6863, 6862, CAPACITY-50M3/HR., MWC-18,SPEED-1450 RPM SUCTION-80 MM, DELIVERY-50 MM MAKE - KIRLOSKAR BROTHERS/WILO/ALGO/VIKAS PUMPS AND PROJECTS | NO |  | 1 | 0
441 | MMSSKM | NS | 2025 | 9740 | HOT WATER PUMP FOR MILL HOUSE, MODEL NO. - CPS 65/40 MWC - 50, CAPACITY - 60 M3/HR, RPM-1450, SUNCTION - 100 MM , DELIVERY - 65 MM. NEW PUMP COMPLETE SET WITH MOTOR MAKE - KIRLOSKAR BROTHERS/WILO/ALGO/VIKAS PUMPS AND PROJECTS | NO |  | 1 | 0
442 | MMSSKM | NS | 2025 | 9757 | SULPHITED JUICE PUMP. MODEL- CPS 100/450, CAPACITY-150M3/HR., MWC-70, RPM-1450, SUCTION-150 MM , DELIVERY-100 MM. NEW PUMP (S.S.) WITH MOTOR MAKE - KIRLOSKAR BROTHERS/WILO/ALGO/VIKAS PUMPS AND PROJECTS | NO |  | 1 | 0
443 | MMSSKM | NS | 2025 | 9763 | CLEAR JUICE PUMP MODEL N0. - CPS - 100/320 CAPACITY - 150 M3/HR, MWC - 30, RPM-1450, SUNCTION - 125 MM DELIVERY - 100 MM. NEW PUMP (S.S.) COMPLETE WITH MOTOR MAKE - KIRLOSKAR BROTHERS/WILO/ALGO/VIKAS PUMPS AND PROJECTS | NO |  | 1 | 0
444 | MMSSKM | NS | 2025 | 9808 | B-HEAVY HIGH FLOW PUMP, CODE NO- RMAS 581-R1CD3E, CAPACITY- 15M3/HR, BAR-3.50, MOTOR-5.5 KW, RPM- 462 , SUCTION-6INCH, DELIVERY-6INCH. NEW PUMP WITH PULLY AND MOTOR COMPLETE.SET MAKE - KIRLOSKAR BROTHERS/WILO/ALGO/VIKAS PUMPS AND PROJECTS/ROTO | SET |  | 1 | 0
445 | MMSSKM | NS | 2025 | 9852 | B MAGMA PUMP MODEL-SRP 150 EB, CAPACITY-1072M3/ HR. MWC- 25, SPEED-1450 RPM, MOTOR- 7.5KW, SUCTION-150MM, DELIVERY-150MM , NEW PUMP COMPLETE WITH COUPLING & MOTOR MAKE - KIRLOSKAR BROTHERS/WILO/ALGO/VIKAS PUMPS AND PROJECTS | NO |  | 1 | 0
446 | MMSSKM | NS | 2025 | 9910 | (PANDUBBI) OPEN WELL/UNDER WATER(HORIZONTEL)/ SUBMERGENCE PUMP WITH MOTOR, STARTER, 2900RPM 440V, 3 PHASE, 10 HP, 7.5KW MAKE - KIRLOSKAR BROTHERS/WILO/ALGO/VIKAS PUMPS AND PROJECTS | NO |  | 1 | 0
447 | MMSSKM | NS | 2025 | 9911 | MONO BLOCK PUMP COMPLETE SET, TYPE- KDS-1040, SIZE- 80/65, HEAD- 34.5 MTR., RPM-2900, MOTOR- 7.5KW, DUTY - SI MAKE - KIRLOSKAR BROTHERS/WILO/ALGO/VIKAS PUMPS AND PROJECTS | SET |  | 2 | 0
448 | MMSSKM | NS | 2025 | 10458 | A-HEAVY HIGH FLOW PUMP, CODE NO- RMAS 611-R1CD3E, CAPACITY- 30M3/HR, BAR-3.50, MOTOR-9.3 KW, RPM- 462 , SUCTION-6INCH, DELIVERY-6INCH. NEW PUMP WITH PULLY AND MOTOR COMPLETE.SET MAKE - KIRLOSKAR BROTHERS/WILO/ALGO/VIKAS PUMPS AND PROJECTS | SET |  | 1 | 0
449 | MMSSKM | NS | 2025 | 10486 | B MAGMA PUMP MODEL-SRP 150 EB, CAPACITY-1072M3/ HR. MWC- 25, SPEED-1450 RPM, MOTOR- 7.5KW, SUCTION-150MM, DELIVERY-150MM , NEW PUMP COMPLETE WITH COUPLING & MOTOR MAKE - KIRLOSKAR BROTHERS/WILO/GLOBE STAR ENGINEERS INDIA | SET |  | 1 | 0
450 | MMSSKM | NS | 2025 | 9711 | S.S. SHAFT FOR SUGAR BLOWER DUSTCATCHER PUMP, MODEL - 65/150, MOTORO-5HP , RPM-1440, CPAPCITY-25-35M3/HR, HEAD-15-20MTR, TYPE-50-BC-260. MAKE - GITA PUMP | NO |  | 2 | 0
451 | MMSSKM | NS | 2025 | 9724 | SS SLEEVES FOR DUST CATCHER PUMP ,MODEL - 65/150, MOTOR- 5 H.P. /1440 RPM, CAP.-25-30 M3/HR, HEAD - 15MTR - 20 MTR, TYPE - 50 - BC - 260, MAKE- GEETA PUMP | NO |  | 2 | 0
452 | MMSSKM | NS | 2025 | 9721 | SS BODY FOR MELTER, MODEL - UMHQ 50/32, 1450 RPM, CAP.- 30 M3/HR,MWC - 30 MTR, ,SUCTION - 100 MM,DELIVERY - 50 MM, MAKE- SINTECH | NO |  | 1 | 0
453 | MMSSKM | NS | 2025 | 9723 | HOUSING FOR PUMP, MODEL - SWP - 40/320, CAP.- 18 M3/HR, MWC - 30 MTR,SUCTION - 65 MM,DELIVERY - 40 MM, MAKE- SINTECH | NO |  | 1 | 0
454 | MMSSKM | NS | 2025 | 9728 | HOT WATER PUMP (VERTICLE CRYSTLIZER SIDE) MODEL-SWP 65/320, W.O-16/27/05/08, CAPACITY-50M3/HR., MWC-30, MOTOR-9.3KW, SPEED-1440RPM, SUCTION-100 MM, DELIVERY-65 MM. S.S. SHAFT MAKE - SINTECH | NO |  | 1 | 0
455 | MMSSKM | NS | 2025 | 9729 | S.S. IMPELLER FOR MUD PUMP. MODEL- SSHQ 50/260, NO. -16/27/05/08, Sr. No.- 6863, 6862, CAPACITY-50M3/HR., MWC-18,SPEED-1450 RPM SUCTION-80 MM, DELIVERY-50 MM. MAKE - SINTECH | NO |  | 2 | 0
456 | MMSSKM | NS | 2025 | 9731 | S.S. IMPELLER FOR SEMIKESTNER CONDENSATE PUMP & VAPOUR CELL, MODEL- SWP - 65/320, CAPACITY - 50 M3/HR., MOTOR - 11 KW, MWC- 30, SPEED- 1445 RPM, SUCTION- 100 MM, DELIVERY - 65 MM.MAKE - SINTECH | NO |  | 2 | 0
457 | MMSSKM | NS | 2025 | 9732 | S.S. IMPELLER FOR SULPHERED SYRUP PUMP. MODEL- UMHQ 65/320, CAPACITY- 45 M3/HR. MWC-15, MOTOR- 15KW, SPEED 1450 RPM, SUCTION - 125 MM, DELIVERY-65. MAKE - SINTECH | NO |  | 2 | 0
458 | MMSSKM | NS | 2025 | 9733 | S.S. SLEEVE FOR SEMIKESTNER CONDENSATE PUMP & VAPOUR CELL, MODEL- SWP - 65/320, CAPACITY - 50 M3/HR., MOTOR - 11 KW, MWC- 30, SPEED- 1445 RPM, SUCTION- 100 MM, DELIVERY - 65 MM. MAKE - SINTECH | NO |  | 2 | 0
459 | MMSSKM | NS | 2025 | 9737 | PUMP HOUSING (C.I.) FOR QUWARD CONDENSATE PUMP MODEL NO- SWP-50/320, CAP- 30M3/HR, MWC- 30 MTR,SECTION - 80 MM,DELEVARY - 50 MM MAKE - SINTECH | NO |  | 2 | 0
460 | MMSSKM | NS | 2025 | 9738 | PUMP HOUSING (C.I.) FOR QUWARD CONDENSATE PUMP MODEL NO- SWP-40/320, CAP- 18M3/HR, MWC- 30 MTR,SECTION - 65 MM,DELEVARY - 40 MM , MAKE - SINTECH | NO |  | 2 | 0
461 | MMSSKM | NS | 2025 | 9739 | HOT WATER PUMP (VERTICLE CRYSTLIZER SIDE) MODEL-SWP 65/320, W.O-16/27/05/08, CAPACITY-50M3/HR., MWC-30, MOTOR-9.3KW, SPEED-1440RPM, SUCTION-100 MM, DELIVERY-65 MM. S.S. SLEEVE MAKE - SINTECH | NO |  | 2 | 0
462 | MMSSKM | NS | 2025 | 9741 | S.S. SLEEVE FOR COLD WATER PUMP. MODEL NO.- SWP-125/320, CAPACITY- 190M3/HR, MWC-30, SUCTION - 150 MM, DELIVERY-125 MM. MAKE - SINTECH | NO |  | 2 | 0
463 | MMSSKM | NS | 2025 | 9745 | S.S. SLEEVE FOR SCRREND JUICE PUMP MODEL NO. - CPS 150/500, CAPACITY - 150 M3/HR, MWC - 60, SUCTION - 200 MM, DELIVERY - 150 MM, MAKE - SINTECH | NO |  | 4 | 0
464 | MMSSKM | NS | 2025 | 9747 | SS BODY FOR MUD PUMP MODEL - SSHQ-50/26,CAPA - 50 M3/HR,MWC - 18 ,SUCTION-80 MM,DELEVERY - 50 MM, MAKE - SINTECH | NO |  | 1 | 0
465 | MMSSKM | NS | 2025 | 9748 | SS WEAR PLATE FOR MUD PUMP MODEL - SSHQ-50/26,CAPA - 50 M3/HR,MWC - 18 ,SUCTION-80 MM,DELEVERY - 50 MM, MAKE - SINTECH | NO |  | 1 | 0
466 | MMSSKM | NS | 2025 | 9749 | SS SLEEV FOR MUD PUMP MODEL - SSHQ-50/26,CAPA - 50 M3/HR,MWC - 18 ,SUCTION-80 MM,DELEVERY - 50 MM, MAKE - SINTECH | NO |  | 2 | 0
467 | MMSSKM | NS | 2025 | 9751 | SS IMPELLOR FOR MODEL - CPS - 100/450,CAPA - 150 M3/HR,MWC - 70 ,MOTOR - 55 KW ,RPM - 1450 ,SUCTION-150 MM,DELEVERY - 100 MM,WITH MOTOR MAKE - SINTECH | NO |  | 1 | 0
468 | MMSSKM | NS | 2025 | 9752 | FILTRATE PUMPS. MODEL-CPS 65/260, CAPACITY-50M3/HR. , MWC-20, MOTOR- 7.5 KW, SPEED-1450 RPM, SUCTION-100 MM, DELIVERY-65 MM. S.S. SHAFT MAKE - SINTECH | NO |  | 2 | 0
469 | MMSSKM | NS | 2025 | 9755 | SULPHITED JUICE PUMP. MODEL- CPS 100/450, CAPACITY-150M3/HR., MWC-70, RPM-1450, SUCTION-150 MM , DELIVERY-100 MM. S.S. SHAFT MAKE - SINTECH | NO |  | 2 | 0
470 | MMSSKM | NS | 2025 | 9756 | SULPHITED JUICE PUMP. MODEL- CPS 100/450, CAPACITY-150M3/HR., MWC-70, RPM-1450, SUCTION-150 MM , DELIVERY-100 MM. S.S. SLEEVE MAKE - SINTECH | NO |  | 1 | 0
471 | MMSSKM | NS | 2025 | 9758 | CLEAR JUICE PUMP MODEL N0. - CPS - 100/320 CAPACITY - 150 M3/HR, MWC - 30, RPM-1450, SUNCTION - 125 MM DELIVERY - 100 MM. S.S. BODY MAKE - SINTECH | NO |  | 1 | 0
472 | MMSSKM | NS | 2025 | 9759 | CLEAR JUICE PUMP MODEL N0. - CPS - 100/320 CAPACITY - 150 M3/HR, MWC - 30, RPM-1450, SUNCTION - 125 MM DELIVERY - 100 MM. S.S. SHAFT MAKE - SINTECH | NO |  | 1 | 0
473 | MMSSKM | NS | 2025 | 9760 | CLEAR JUICE PUMP MODEL N0. - CPS - 100/320 CAPACITY - 150 M3/HR, MWC - 30, RPM-1450, SUNCTION - 125 MM DELIVERY - 100 MM. S.S. WEAR PLATE MAKE - SINTECH | NO |  | 1 | 0
474 | MMSSKM | NS | 2025 | 9762 | CLEAR JUICE PUMP MODEL N0. - CPS - 100/320 CAPACITY - 150 M3/HR, MWC - 30, RPM-1450, SUNCTION - 125 MM DELIVERY - 100 MM. S.S. SLEEVE MAKE - SINTECH | NO |  | 2 | 0
475 | MMSSKM | NS | 2025 | 9764 | S.S. SHAFT FOR LIME PUMP, MODEL-STF 50/32, CAPACITY - 6 M3/HR, MWC-20, SUCTION -65 MM, DELIVERY- 50 MM. MAKE - SINTECH | NO |  | 1 | 0
476 | MMSSKM | NS | 2025 | 9767 | S.S. SLEEVE FOR MUD PUMP. MODEL- SSHQ 50/26, NO. -16/27/05/08, Sr. No.- 6863, 6862, CAPACITY-50M3/HR., MWC-18,SPEED-1450 RPM SUCTION-80 MM, DELIVERY-50 MM. MAKE - SINTECH | NO |  | 1 | 0
477 | MMSSKM | NS | 2025 | 9768 | S.S. BODY FOR MUD PUMP. MODEL- SSHQ 50/26, NO. -16/27/05/08, Sr. No.- 6863, 6862, CAPACITY-50M3/HR., MWC-18,SPEED-1450 RPM SUCTION-80 MM, DELIVERY-50 MM. MAKE - SINTECH | NO |  | 1 | 0
478 | MMSSKM | NS | 2025 | 9772 | S.S. BODY FOR FILTRATE PUMPS. MODEL-OPS 65/260, CAPACITY-50M3/HR. , MWC-20, MOTOR- 7.5 KW, SPEED-1450 RPM, SUCTION-100 MM, DELIVERY-65 MM. MAKE - SINTECH | NO |  | 1 | 0
479 | MMSSKM | NS | 2025 | 9773 | S.S. WEAR PLATE FOR FILTRATE PUMPS. MODEL-OPS 65/260, CAPACITY-50M3/HR. , MWC-20, MOTOR- 7.5 KW, SPEED-1450 RPM, SUCTION-100 MM, DELIVERY-65 MM. MAKE - SINTECH | NO |  | 1 | 0
480 | MMSSKM | NS | 2025 | 9777 | S.S. SLEEVE FOR VACCUM FILTER CAKE WASH PUMP. CPS 40/16, CAPACITY - 20 M3/HR. MWC-40, MOTOR - 7.5KW, SPEED- 2900 RPM, SUCTION-65 MM, DELIVERY- 40 MM. MAKE - SINTECH | NO |  | 1 | 0
481 | MMSSKM | NS | 2025 | 9778 | S.S. SLEEVE FOR 3rd BODY EVAPORATOR CONDENSATE PUMP , CAPACITY- 30 M3/HR. MWC-30, SUCTION- 80MM, DELIVERY- 50MM, SPEED- 1450 RPM. MAKE - SINTECH | NO |  | 2 | 0
482 | MMSSKM | NS | 2025 | 9780 | S.S. SLEEVE FOR 4th & 5th BODY EVAPORATOR CONDENSATE PUMP , MODEL- SWP - 40/320, CAPACITY- 18 M3/HR. MWC-30, MOTOR- 5.5 KW, SPEED- 1450 RPM, SUCTION- 65 MM, DELIVERY- 40 MM. MAKE - SINTECH | NO |  | 2 | 0
483 | MMSSKM | NS | 2025 | 9783 | S.S. SLEEVE FOR SULPHERED SYRUP PUMP. MODEL- UMHQ 65/32, CAPACITY- 45 M3/HR. MWC-15, MOTOR- 15KW, SPEED 1450 RPM, SUCTION - 125 MM, DELIVERY-65. MAKE - SINTECH | NO |  | 1 | 0
484 | MMSSKM | NS | 2025 | 9790 | S.S. SLEEVE FOR INJECTION PUMP (SMALL), MAKE CPS 200/320, CAPACITY- 450 M3/HR. MWC-17, MOTOR-37 KW. SPEED- 1470 RPM, SUCTION- 250 MM, DELIVERY- 200 MM. MAKE - SINTECH | NO |  | 1 | 0
485 | MMSSKM | NS | 2025 | 9791 | S.S. SLEEVE FORBIG INJECTION PUMP. MODEL- SMF 35/35, CAPACITY- 1200 M3/HR., MWC-17, MOTOR 90 KW, SPEED- 980 RPM, SUCTION- 350 MM, DELIVERY-350 MM. MAKE - SINTECH | NO |  | 2 | 0
486 | MMSSKM | NS | 2025 | 9794 | WEIGHT BALANCING SPRING FOR BIG INJECTION PUMP. MODEL- SMF 35/35, CAPACITY- 1200 M3/HR., MWC-17, MOTOR 90 KW, SPEED- 980 RPM, SUCTION- 350 MM, DELIVERY-350 MM. MAKE - SINTECH | NO |  | 5 | 0
487 | MMSSKM | NS | 2025 | 9795 | SERVICE WATER PUMP. W.O-16/027/05/08, MODEL-SWP 125/32, CAPACITY-200M3/ HR. MWC- 30, SPEED-1450 RPM, SUCTION-150 MM, DELIVERY-125 MM. S.S. SHAFT MAKE - SINTECH | NO |  | 1 | 0
488 | MMSSKM | NS | 2025 | 9796 | S/S/SLEEVE FOR SERVICE WATER PUMP. W.O-16/027/05/08, MODEL-SWP 125/32, CAPACITY-200M3/ HR. MWC- 30, SPEED-1450 RPM, SUCTION-150 MM, DELIVERY-125 MM. MAKE - SINTECH | NO |  | 2 | 0
489 | MMSSKM | NS | 2025 | 9799 | S.S. SHAFT FOR SPRAY PUMP, MODEL- SMF 40/45, CAPACITY- 2600 M3/HR., MOTOR-132KW, SPEED- 980RPM, SUCTION- 450 MM, DELIVERY- 400 MM. MAKE - SINTECH | NO |  | 1 | 0
490 | MMSSKM | NS | 2025 | 9800 | WEIGHT BALANCING SPRING FOR SPRAY PUMP, MODEL- SMF 40/45, CAPACITY- 2600 M3/HR., MOTOR-132KW, SPEED- 980RPM, SUCTION- 450 MM, DELIVERY- 400 MM. . MAKE - SINTECH | NO |  | 5 | 0
491 | MMSSKM | NS | 2025 | 9906 | S.S. SLEEVE FOR SPRAY PUMP, MODEL- SMF 40/45, CAPACITY- 2600 M3/HR., MOTOR-132KW, SPEED- 980RPM, SUCTION- 450 MM, DELIVERY- 400 MM. MAKE - SINTECH | NO |  | 2 | 0
492 | MMSSKM | NS | 2025 | 9854 | RUBBER STATER FOR A-HEAVY HIGH FLOW PUMP, CODE NO- RMAS 611-R1CD3E, CAPACITY- 30M3/HR, BAR-3.50, MOTOR-9.3 KW, RPM- 462 , SUCTION-6INCH, DELIVERY-6INCH. MAKE - ROTO PUMP | NO |  | 8 | 0
493 | MMSSKM | NS | 2025 | 9855 | CARDIAL JOINT FOR A-HEAVY HIGH FLOW PUMP, CODE NO- RMAS 611-R1CD3E, CAPACITY- 30M3/HR, BAR-3.50, MOTOR-9.3 KW, RPM- 462 , SUCTION-6INCH, DELIVERY-6INCH. MAKE - ROTO PUMP | NO |  | 1 | 0
494 | MMSSKM | NS | 2025 | 9858 | HOUSING SHAFT FOR A-HEAVY HIGH FLOW PUMP, CODE NO- RMAS 611-R1CD3E, CAPACITY- 30M3/HR, BAR-3.50, MOTOR-9.3 KW, RPM- 462 , SUCTION-6INCH, DELIVERY-6INCH. MAKE - ROTO PUMP | NO |  | 2 | 0
495 | MMSSKM | NS | 2025 | 9859 | CIRCLEAP FOR A-HEAVY HIGH FLOW PUMP, CODE NO- RMAS 611-R1CD3E, CAPACITY- 30M3/HR, BAR-3.50, MOTOR-9.3 KW, RPM- 462 , SUCTION-6INCH, DELIVERY-6INCH. MAKE - ROTO PUMP | NO |  | 2 | 0
496 | MMSSKM | NS | 2025 | 9861 | SHAFT FOR B-HEAVY HIGH FLOW PUMP, CODE NO- RMAS 581-R1CD3E, CAPACITY- 10M3/HR, BAR-3.50, MOTOR-3.7 KW, RPM-338 , SUCTION-6INCH, DELIVERY-6INCH. MAKE - ROTO PUMP | NO |  | 2 | 0
497 | MMSSKM | NS | 2025 | 9862 | CIRCLIP LOCK FOR B-HEAVY HIGH FLOW PUMP, CODE NO- RMAS 581-R1CD3E, CAPACITY- 10M3/HR, BAR-3.50, MOTOR-3.7 KW, RPM-338 , SUCTION-6INCH, DELIVERY-6INCH. MAKE - ROTO PUMP | NO |  | 4 | 0
498 | MMSSKM | NS | 2025 | 9863 | SHAFT HEAD FOR B-HEAVY HIGH FLOW PUMP, CODE NO- RMAS 581-R1CD3E, CAPACITY- 10M3/HR, BAR-3.50, MOTOR-3.7 KW, RPM-338 , SUCTION-6INCH, DELIVERY-6INCH. MAKE - ROTO PUMP | NO |  | 2 | 0
499 | MMSSKM | NS | 2025 | 9870 | BUSH FOR B-HEAVY HIGH FLOW PUMP, CODE NO- RMAS 581-R1CD3E, CAPACITY- 10M3/HR, BAR-3.50, MOTOR-3.7 KW, RPM-338 , SUCTION-6INCH, DELIVERY-6INCH. MAKE - ROTO PUMP | NO |  | 3 | 0
500 | MMSSKM | NS | 2025 | 9872 | CARDIAL JOINT FOR B-HEAVY HIGH FLOW PUMP, CODE NO- RMAS 581-R1CD3E, CAPACITY- 10M3/HR, BAR-3.50, MOTOR-3.7 KW, RPM-338 , SUCTION-6INCH, DELIVERY-6INCH. MAKE - ROTO PUMP | NO |  | 4 | 0
501 | MMSSKM | NS | 2025 | 9874 | SEAL RING FOR B-HEAVY HIGH FLOW PUMP, CODE NO- RMAS 581-R1CD3E, CAPACITY- 10M3/HR, BAR-3.50, MOTOR-3.7 KW, RPM-338 , SUCTION-6INCH, DELIVERY-6INCH. MAKE - ROTO PUMP | NO |  | 2 | 0
502 | MMSSKM | NS | 2025 | 9875 | SLEEVE RING FOR B-HEAVY HIGH FLOW PUMP, CODE NO- RMAS 581-R1CD3E, CAPACITY- 10M3/HR, BAR-3.50, MOTOR-3.7 KW, RPM-338 , SUCTION-6INCH, DELIVERY-6INCH. MAKE - ROTO PUMP | NO |  | 4 | 0
503 | MMSSKM | NS | 2025 | 9876 | ROTOR SHAFT FOR B-HEAVY HIGH FLOW PUMP, CODE NO- RMAS 581-R1CD3E, CAPACITY- 10M3/HR, BAR-3.50, MOTOR-3.7 KW, RPM-338 , SUCTION-6INCH, DELIVERY-6INCH. MAKE - ROTO PUMP | NO |  | 2 | 0
504 | MMSSKM | NS | 2025 | 9884 | END COVER, PART NO. 52 FOR HIGH FLOW PUMP, CODE No. RMAS 581-R1CD3E, CAPACITY - 10M3/HR, MAKE - ROTO PUMP LTD. | NO |  | 3 | 0
505 | MMSSKM | NS | 2025 | 9885 | STATOR FOR B-HEAVY HIGH FLOW PUMP, CODE NO- RMAS 581-R1CD3E, CAPACITY- 10M3/HR, BAR-3.50, MOTOR-3.7 KW, RPM-338 , SUCTION-6INCH, DELIVERY-6INCH. MAKE - ROTO PUMP | NO |  | 10 | 0
506 | MMSSKM | NS | 2025 | 9886 | TIE ROD FOR B-HEAVY HIGH FLOW PUMP, CODE NO- RMAS 581-R1CD3E, CAPACITY- 10M3/HR, BAR-3.50, MOTOR-3.7 KW, RPM-338 , SUCTION-6INCH, DELIVERY-6INCH. MAKE - ROTO PUMP | NO |  | 6 | 0
507 | MMSSKM | NS | 2025 | 9888 | BEARING SPACER FOR B-HEAVY HIGH FLOW PUMP, CODE NO- RMAS 581-R1CD3E, CAPACITY- 10M3/HR, BAR-3.50, MOTOR-3.7 KW, RPM-338 , SUCTION-6INCH, DELIVERY-6INCH. MAKE - ROTO PUMP | NO |  | 2 | 0
508 | MMSSKM | NS | 2025 | 9891 | CARDIAL JOINT FOR FINAL MOLASSES HIGH FLOW PUMP, CODE NO- RMAS 602 -R1CD3A, CAPACITY- 11.2 M3/HR, MAKE - ROTO PUMP | NO |  | 4 | 0
509 | MMSSKM | NS | 2025 | 9895 | ROTOR SHAFT FOR FINAL MOLASSES HIGH FLOW PUMP, CODE NO- RMAS 602 -R1CD3A, CAPACITY- 11.2 M3/HR, MAKE - ROTO PUMP | NO |  | 1 | 0
510 | MMSSKM | NS | 2025 | 9896 | HOUSING SHAFT FOR FINAL MOLASSES HIGH FLOW PUMP, CODE NO- RMAS 602 -R1CD3A, CAPACITY- 11.2 M3/HR, MAKE - ROTO PUMP | NO |  | 1 | 0
511 | MMSSKM | NS | 2025 | 9897 | CIRCLEAP FOR FINAL MOLASSES HIGH FLOW PUMP, CODE NO- RMAS 602 -R1CD3A, CAPACITY- 11.2 M3/HR, MAKE - ROTO PUMP | NO |  | 10 | 0
512 | MMSSKM | NS | 2025 | 10461 | RUBBER STATER FOR B-HEAVY HIGH FLOW PUMP, CODE NO- RMAS 581-R1CD3E, CAPACITY- 15M3/HR, BAR-3.50, MOTOR-5.5 KW, RPM- 462 , SUCTION-6INCH, DELIVERY-6INCH. ,MAKE - ROTO PUMPS | NO |  | 10 | 0
513 | MMSSKM | NS | 2025 | 10462 | L.P DOSING PUMP,CAPACITY - 100 LTR/HR,PRESSURE - 5 KG/CM2,WITH MOTOR - 0.5 HP AND ALLACCESSORIES,MAKE - POSITIVE METRING/MILTON ROY/ROTO PUMPS | SET |  | 2 | 0
514 | MMSSKM | NS | 2025 | 10463 | H.P DOSING PUMP,CAPACITY - 57 LTR/HR,PRESSURE - 91 KG/CM2,WITH MOTOR - 20 HPAND ALL ACCESSORIES ,MAKE - POSITIVE METRING/MILTON ROY/ROTO PUMPS | SET |  | 2 | 0
515 | MMSSKM | NS | 2025 | 9913 | TURBINE OIL COOLER HEAT EXCHANGER SIZE 040118100, TYPE - ST-BEM, S.R. NO 21364, CAPACITY - 120 GSM, DESIGN PRESSOUR - SHELL SIDE - 9 KG PER CM SQR @ 100 DIGREE CENTIGRAGE TUBE SIDE - DESIGN PRESSOUR - 6KG PER CM SQR @ 100 DIGREE CENTIGRADE , WITH 320 COPPER TUBE ID - 14MM, OD - 17MM, THICKNEES - 1.5MM, TUBE LENGTH 2630 CM WITH INSTALATION, TESTING & TRAIL MAKE - UTTAM/ESKAY HEAT TRANSFERS PVT LTD/SUNRISE/MULTITECH ENGINEERS | SET |  | 1 | 0
516 | MMSSKM | NS | 2025 | 9914 | MILL HOUSE OIL COOLER, MODEL- SEC 50, CAPACITY- 50 LPM, HEAT LOAD- 800 BTU, SHELL SIDE - WORKING PRESSURE-5KG/CM2, TEST PRESSURE- 10KG/CM2, END CONN-1INCHNB, TUBE SIDE- WORKING PRESSURE- 3KG/CM2, TEST PRESSURE- 7-5KG/CM2, END CONN- 1.25INCH NB WITH INSTALATION, TESTING & TRAIL MAKE - UTTAM/MULTITECH ENGIEERS/SUNRISE/ESKAY HEAT TRANSFERS PVT LTD | NO |  | 1 | 0
517 | MMSSKM | NS | 2025 | 10078 | PREMIUM GEAR BOX - C.NO. 160808, TYPE-U800, RATIO-40:1R, S.NO.-2RF 108370 MAKE - PREMIUM TRANSMISSION / KAVITSU | NO |  | 1 | 0
518 | MMSSKM | NS | 2025 | 10079 | PLANETRY GEAR BOX FOR PAN VACUME CRYSTALLIZER - CODE NO. - L-112/5009CH/1454, SNO. - 11080524, MOTOR - 5HP, RPM 1440 MAKE- KAVITSU/ PREMIUM TRANSMISSION | NO |  | 1 | 0
519 | MMSSKM | NS | 2025 | 10080 | PLANETRY GEAR BOX FOR PAN VACUME CRYSTALLIZER - CODE NO. - S-112/5009CH/1454, SNO. - 11080532, MOTOR - 5HP, RPM 1440 MAKE- KAVITSU / PREMIUM TRANSMISSION | NO |  | 1 | 0
520 | MMSSKM | NS | 2025 | 10124 | REPLACEMENT/REFILLING OF OLD ,DAMAGE AND EXPIRED FIRE EXTINGUISHER CO2 FIRE EXTINGUISHER 4.5 KG ,MAKE: DETECT FIRE/SWIPE FIRE/SAFEPRO | NO |  | 15 | 0
521 | MMSSKM | NS | 2025 | 10126 | REPLACEMENT/REFILLING OF OLD ,DAMAGE AND EXPIRED FIRE EXTINGUISHER CO2 FIRE EXTINGUISHER 6 KG, MAKE: DETECT FIRE/SWIPE FIRE/SAFEPRO | NO |  | 15 | 0
522 | MMSSKM | NS | 2025 | 10128 | REPLACEMENT/REFILLING OF OLD ,DAMAGE AND EXPIRED FIRE MODULAR AUTOMATIC FIRE EXTINGUISHER WATERMIST 50 LTR,MAKE: DETECT FIRE/SWIPE FIRE/SAFEPRO | NO |  | 6 | 0
523 | MMSSKM | NS | 2025 | 10130 | REPLACEMENT/REFILLING OF OLD ,DAMAGE AND EXPIRED FIRE MAP 90 ABC FIRE EXTINGUISHER 9 KG , MAKE: DETECT FIRE/SWIPE FIRE/SAFEPRO | NO |  | 10 | 0
524 | MMSSKM | NS | 2025 | 10131 | REPLACEMENT/REFILLING OF OLD ,DAMAGE AND EXPIRED FIRE MAP 90 ABC FIRE EXTINGUISHER 6 KG, MAKE: DETECT FIRE/SWIPE FIRE/SAFEPRO | NO |  | 10 | 0
525 | MMSSKM | NS | 2025 | 10132 | REPLACEMENT/REFILLING OF OLD ,DAMAGE AND EXPIRED FIRE MAP 50 AB C 10 KG, MAKE: DETECT FIRE/SWIPE FIRE/SAFEPRO | NO |  | 10 | 0
526 | MMSSKM | NS | 2025 | 10145 | DRIERER FOR AIR COMPRESSOR CAPACITY- 339 CFM, MAX WORKING PRESSURE- 13 BAR, TECHNOLOGY- REFRIGERENT DRYER, PDP- +3 TO +7 DEG C, POWER SUPPLY- 230 V, +/- 10%- 1 PH- 50 HZ +/- 5% VOLT- PH-HZ, WITH INSTALATION, MAKE- IR/ ATLAS COPCO/ ELGI | NO |  | 1 | 0
527 | MMSSKM | NS | 2025 | 10457 | B-HEAVY HIGH FLOW PUMP, CODE NO- RMAS 581-R1CD3E, CAPACITY- 15M3/HR, BAR-3.50, MOTOR-5.5 KW, RPM- 462 , SUCTION-6INCH, DELIVERY-6INCH. NEW PUMP WITH PULLY AND MOTOR COMPLETE.SET - MAKE - RISANSI/PAL ENTERPRISES/TECKNO | SET |  | 1 | 0
528 | MMSSKM | NS | 2025 | 10460 | RUBBER STATER FOR B-HEAVY HIGH FLOW PUMP, CODE NO- RMAS 581-R1CD3E, CAPACITY- 15M3/HR, BAR-3.50, MOTOR-5.5 KW, RPM- 462 , SUCTION-6INCH, DELIVERY-6INCH. NEW PUMP WITH PULLY AND MOTOR COMPLETE.SET MAKE - RISANSI/PAL ENTERPRISES/TECKNO | NO |  | 6 | 0
529 | MMSSKM | NS | 2025 | 10466 | SIGNAL CABLE 1.5 mm2 ,1 PAIR ARMOURED SHIELDED ,MAKE- RASHI/POLICAB | MTR |  | 200 | 0
530 | MMSSKM | NS | 2025 | 10467 | SIGNAL CABLE 1.5 mm2 ,2 PAIR ARMOURED SHIELDED ,MAKE- RASHI/POLICAB | MTR |  | 200 | 0
531 | MMSSKM | NS | 2025 | 10468 | SIGNAL CABLE 1.5 mm2 ,6 PAIR ARMOURED SHIELDED ,MAKE- RASHI/POLICAB | MTR |  | 200 | 0
532 | MMSSKM | NS | 2025 | 10469 | SIGNAL CABLE 1.5 mm2 ,8 PAIR ARMOURED SHIELDED ,MAKE- RASHI/POLICAB | MTR |  | 200 | 0
533 | MMSSKM | NS | 2025 | 10470 | SIGNAL CABLE 1.5 mm2 ,12 PAIR ARMOURED SHIELDED ,MAKE- RASHI/POLICAB | MTR |  | 200 | 0
534 | MMSSKM | NS | 2025 | 10471 | CONTROL CABLE 1.5 mm2 , 3 CORE ARMOURED SHIELDED ,MAKE- RASHI/POLICAB | MTR |  | 200 | 0
535 | MMSSKM | NS | 2025 | 10472 | COMPENSATING CABLE, K TYPE 1.5 MM2 ,1 PAIR ARMOURED SHIELDED ,MULTI STRANDS, K Type COMPENSATING CABLE ,MAKE- RASHI/POLICAB | MTR |  | 100 | 0
536 | MMSSKM | NS | 2025 | 10473 | COMPENSATING CABLE, K TYPE 1.5 MM2 ,2 PAIR ARMOURED SHIELDED ,MULTI STRANDS, K Type COMPENSATING CABLE ,MAKE- RASHI/POLICAB | MTR |  | 200 | 0
537 | MMSSKM | NS | 2025 | 10474 | COMPENSATING CABLE, J TYPE 1.5 MM2 ,1 PAIR ARMOURED SHIELDED ,MULTI STRANDS, J Type COMPENSATING CABLE ,MAKE- RASHI/POLICAB | MTR |  | 200 | 0
538 | MMSSKM | NS | 2025 | 10475 | COMPENSATING CABLE, J TYPE 1.5 MM2 ,2 PAIR ARMOURED SHIELDED ,MULTI STRANDS, J Type COMPENSATING CABLE ,MAKE- RASHI/POLICAB | MTR |  | 200 | 0
539 | MMSSKM | NS | 2025 | 10169 | ONLINE UPS POWER BANK 3 KVA WITH INSTALATION , 1 PHASE OUTPUT VOLTS- 220, FREQ- 50, AMPS- 27.3, 1 PHASE INPUT VOLTS- 220, FREQ- 50, AMPS- 38, BYPASS INPUT VOLTS- 220, FREQ- 50, AMPS- 27.3, COMPLETE SET WITH BATTERY 42AH 12VDC AND BATTERY STAND, MAKE- SCHNIEDER/ VERTIV/ ACP/ MICROTECH. | SET |  | 2 | 0
540 | MMSSKM | NS | 2025 | 8571 | ONLINE UPS POWER BANK 6 KVA WITH INSTALATION 1 PHASE OUTPUT VOLTS- 220, FREQ- 50, AMPS- 27.3, 1 PHASE INPUT VOLTS- 220, FREQ- 50, AMPS- 38, BYPASS INPUT VOLTS- 220, FREQ- 50, AMPS- 27.3, COMPLETE SET WITH BATTERY 180AH 12VDC AND BATTERY STAND, MAKE- SCHNIEDER/ VERTIV/ ACP/ MICROTECH | SET |  | 2 | 0
541 | MMSSKM | NS | 2025 | 8787 | AMC OF D.G.SETS. 625 KVA / UTA-25-G5-1 SERVICE P.A. MAKE INCHCUMINSINCH JAKSON MAKE - CUMMINS JACKSON | NO |  | 1 | 0
542 | MMSSKM | NS | 2025 | 8788 | AMC OF D.G.SETS. 320 KVA / NTA-855-G2-1 SERVICE P.A. MAKE - CUMMINS JACKSON | NO |  | 1 | 0
543 | MMSSKM | NS | 2025 | 8789 | AMC OF D.G.SETS 125 KVA / 6BTAA S-9-G3 SERVICE P.A. . MAKE - CUMMINS JACKSON | NO |  | 1 | 0
544 | MMSSKM | NS | 2025 | 8790 | AMC OF D.G.SETS 25 KVA SX - 3 SERVICE P.A. MAKE - CUMMINS JACKSON | NO |  | 1 | 0
545 | MMSSKM | NS | 2025 | 8791 | TRANSFORMER OIL FILTRATION -1250 LTR, OIL BDV TESTING UPTO 60 KV, SHORTAGE OIL FILLING ,WITH TEATING AND TRAIAL COMPLETE JOB. 2500 KVA MAKE - VOLTAMP | NO |  | 2 | 0
546 | MMSSKM | NS | 2025 | 8792 | AMC FOR SERVICING ,TESTING AND TRIAL OF TRANSFORMER COMPLETE JOB. 2500 KVA 2500 KVA MAKE - VOLTAMP | NO |  | 2 | 0
547 | MMSSKM | NS | 2025 | 8793 | FOR PAINTING OF TRANSFORMER COMPLETE JOB. 2500 KVA MAKE - VOLTAMP | NO |  | 2 | 0
548 | MMSSKM | NS | 2025 | 8794 | TRANSFORMER OIL FILTRATION -1000 LTR, OIL BDV TESTING UPTO 60 KV, SHORTAGE OIL FILLING , COMPLETE JOB. 1500 KVA MAKE - VOLTAMP | NO |  | 2 | 0
549 | MMSSKM | NS | 2025 | 8795 | AMC FOR SERVICING ,BUSHING,TESTING AND TRIAL OF TRANSFORMER COMPLETE JOB. 1500 KVA MAKE - VOLTAMP | NO |  | 1 | 0
550 | MMSSKM | NS | 2025 | 8796 | FOR PAINTING OF TRANSFORMER COMPLETE JOB. 1500 KVA MAKE - VOLTAMP | NO |  | 2 | 0
551 | MMSSKM | NS | 2025 | 10912 | AMC FOR SERVICING ,TESTING AND TRIAL OF TRANSFORMER COMPLETE JOB WITH TAPE CHANGER CAPACITY-. 5000 KVA ,VOLT-33000,LV-11000,CURRENT HV- 87.47 A,LV - 262.43 A,PHASE - HV - 3,LV - 3, MAKE - VOLTAMP | NO |  | 1 | 0
552 | MMSSKM | NS | 2025 | 8803 | AMC SERVICING OF TRIVENI TURBINE AND ALTERNATOR ,SEASON/OFF SEASON | NO |  | 1 | 0
553 | MMSSKM | NS | 2025 | 4990 | ADAPTER 5V 9V 12V 1A MAKE ERD | NO |  | 12 | 0
554 | MMSSKM | NS | 2025 | 8352 | LAN TESTER DIGITAL WIRE TRACKERWITH VOICE TESTER RJ11 RJ 45 LAN FINDER CABLE TESTER FOR NETWORK LAN ETHERNET CABLE COLLATION PHONE TELEPHONE LAN TESTERWITH 2X 9V MAKE COOLCOLD | NO |  | 1 | 0
555 | MMSSKM | NS | 2025 | 8354 | PUNCH DOWN TOOLS CRONE TOOL RJ45 WIRE CUTTER TOOL KIT CAT5 E CAT 6 50PCS RJ45 PUNCH DOWN CUTTER PASS THOUGH TOOL KIT MAKE COOLCOLD | NO |  | 1 | 0
556 | MMSSKM | NS | 2025 | 8164 | RJ 45 CONNECTORS DIGISOL MAKE DIGISOL | pack |  | 2 | 0

## REFERENCE
Department Name | Code | SOR Name | SOR | UOM Name | UOM Code | false180109
36 Incubation Center (AIC 36Inc) Chhattisgarh(36INC) | 36INC | PHE | PHE | Percentage | %
ASSISSTANT COMMISSIONAR TRIBAL DEVELOPMENT NARAYANPUR C.G(ACTDN) | ACTDN | PHED | PHED1 | % of Cost of Bridge (excluding Maintenance) sanctioned by competent authority | % of Cost of Bridge (excluding Maintenance) sanctioned by competent authority
Assistant commissioner tribal department Dantewada(ACTDD) | ACTDD | RES_BUILDING | RESBDG | Per mile | %O
Atal Bihari Vajpayee Vishvavidyalaya,Bilaspur Chhattisgarh(ABVVBC) | ABVVBC | NON DSR BUILDING 2018 | NON DSR BUILDING | 1 Job | 1 Job
Balod District Urban Public Service Society(BALDUPSS) | BALDUPSS | BRIDGE | PWD_BRIDGE | 1000 no. | 1000 no.
Baloda Bazar District Urban Public Service Society(BBDUPSS) | BBDUPSS | DSR BUILDING 2016 | DSR BUILDING | 1000 piece | 1000 piece
Balrampur District Urban Public Service Societ(BPDUPSS) | BPDUPSS | NON SOR | NS | 1000No. | 1000No.
Bastar District Urban Public Service Society(BASTARJUPS) | BASTARJUPS | CPWD DSR 2016 | CPWD DSR 2016 | Print | 123
Bastar Urban Public Service Society (BSTUPSS) | BSTUPSS | PWD ROAD | PWD ROAD | Per Diem Rate | 1234
Bemetara District Urban Public Service Society(BEMDUPSS) | BEMDUPSS | WRD | WRD | MAN DAYS | 12345
Bhoramdev Sahakari Sugar Production Factory-Kabirdham(BSSPFK) | BSSPFK | ELECTRIC | ELECT | 1 Box | 1B
Bijapur District Urban Public Service Society(BIJAPURUPS) | BIJAPURUPS | PMGSY SOR | PMGSY | 1 Piece | 1P
Bilaspur District Urban Public Service Society(BJUPSS) | BJUPSS | Creda SOR | CREDA_SOR | 1 Strip | 1S
Bilaspur Smart City Limited(BSCL) | BSCL | PWD BUILDLING | PWD BLD | 1 Tube | 1T
Bilaspur Urban Public Service Society (BSPUPSS) | BSPUPSS | DSR ELECTRICAL 2016 | DSR ELECTRICAL | PRINT | 678
CG Building and other Construction workers welfare Board (CGBOCW) | CGBOCW |  |  | Siemens Per meter | A/V
Chhattisgarh Academy of Administration Nimora Raipur(CAOANR) | CAOANR |  |  | Acre | ACR
Chhattisgarh Board of Secondary Education(CBOSE) | CBOSE |  |  | AMC | AMC
Chhattisgarh Council of Science &amp; Technology(CCST) | CCST |  |  | AMPOULE | AMP
Chhattisgarh Department of Agriculture (CGDA) | CGDA |  |  | Price Should be quoted as per SKU in Aneexure-I of Tender Document | APT
CHHATTISGARH ENVIRONMENT CONSERVATION BOARD(CECB) | CECB |  |  | As per Tender | APT1
Chhattisgarh Government Labour Department(CGLD) | CGLD |  |  | Single Rate (1 Tablet/1 capsule/1 Amp/1 Vial /1 Bottle/1 Kit/1 Test Kit) | APT2
Chhattisgarh Handicraft Board (CGHCB) | CGHCB |  |  | Activity unit | AU
Chhattisgarh High Court, Bilaspur (CGHC) | CGHC |  |  | Bag | BAG
Chhattisgarh Housing Board (CGHB) | CGHB |  |  | barrel | barrel
Chhattisgarh Infotech Promotion Society (CHiPS) | CHiPS |  |  | Batch | Batch
Chhattisgarh Kamdhenu Vishwavidyalaya(CGKV) | CGKV |  |  | BHQ | BHQ
Chhattisgarh Khadi &amp; Village Industries Board(CGKVIB) | CGKVIB |  |  | Book | BK
Chhattisgarh livestock development Agency(CLDA) | CLDA |  |  | BOTTLE | BOT
Chhattisgarh Medical Services Corporation Ltd. (CGMSC) | CGMSC |  |  | Box | BOX
Chhattisgarh Mineral Development Corporation Ltd(CMDC) | CMDC |  |  | Gallons per hour (US) | BPH
Chhattisgarh Police Housing Corporation Ltd (CGPHC) | CGPHC |  |  | Brass | Brass
Chhattisgarh Railway Corporation Ltd(CRCL) | CRCL |  |  | Billing Rate Per Month | BRM
Chhattisgarh Rajya Beej Evam Krishi Vikas Nigam (CGRBEKVN) | CGRBEKVN |  |  | Bottle | BT
Chhattisgarh Rajya Sahakari Bank Mydt(CRSBM) | CRSBM |  |  | Bundle | Bundle
Chhattisgarh Regional Science Centre Society(CRSCS) | CRSCS |  |  | Cubic sentimeter /second | C3S
Chhattisgarh Road Development Corporation Limited(CGRDC) | CGRDC |  |  | Canister | CAN
Chhattisgarh State Civil Supplies Corp. Limited (SCSC) | SCSC |  |  | Carton | CAR
Chhattisgarh State Co-Operative Marketing Federation Limited(CGMARKFED) | CGMARKFED |  |  | Cubic Centimeter | CCM
Chhattisgarh State Cooperative Dairy Federation Ltd.(CGCDF) | CGCDF |  |  | Cubic decimeter | CD3
Chhattisgarh State Election Commission(CSEC) | CSEC |  |  | Centiliter | CL
Chhattisgarh State Industrial Development Corporation (CSIDC) | CSIDC |  |  | cm | cm
Chhattisgarh State Information Infrastructure Corporation Limited(CSIICL) | CSIICL |  |  | Centimeter | CM
Chhattisgarh State Mandi Board (CGSMB) | CGSMB |  |  | Square centimeter | CM2
Chhattisgarh State Minor Forest Produce-Trading & Development Co-Operative Federation Ltd (CGMFPFED) | CGMFPFED |  |  | coils | coils
Chhattisgarh State Power Distribution Company Limited (CGSPDCL) | CGSPDCL |  |  | COILS | Coils
Chhattisgarh State Power Generation Company Limited (CGSPGCL) | CGSPGCL |  |  | CONE | CONE
Chhattisgarh State Power Transmission Company Limited (CGSPTCL) | CGSPTCL |  |  | Copies | Copies
Chhattisgarh State Renewable Energy Development Agency(CREDA) | CREDA |  |  | Crate | CRT
Chhattisgarh State Skill Development Authority(CSSDA) | CSSDA |  |  | Case | CS
Chhattisgarh State Warehousing Corporation (CGSWC) | CGSWC |  |  | Cu.Mtr. | Cu.Mtr.
Chhattisgarh Text Book Corporation (CGTBC) | CGTBC |  |  | cubic feet | cubic feet
CHHATTISGARH TOURISM BOARD(CGT) | CGT |  |  | cubic feet (CFT) | cubic feet (CFT)
Chhattisgarh Transport Department(CTD) | CTD |  |  | cum | cum
CHIEF MEDICAL AND HEALTH OFFICER RAIGARH(CMAHOR) | CMAHOR |  |  | cum.km | cum.km
Collectorate Balod(CB) | CB |  |  | Days | DAY
Danteshwari Maiya Shahkari Shakkar Karkhana Maryadit Balod(DMSSK) | DMSSK |  |  | Degree | DEG
Dantewada District Urban Public Service Society(DANTEWADAU) | DANTEWADAU |  |  | DFLT | DFLT
Department of Home Guard and Civil Defence Chhattisgarh (HGCD) | HGCD |  |  | DHQ | DHQ
Department of Panchayat and Social Welfare (DPSW) | DPSW |  |  | DHQ-BHQ | DHQ-BHQ
Department of School Education (DSE) | DSE |  |  | Decimeter | DM
Department of Technical Education (DTE) | DTE |  |  | Drum | DR
Department of Tribal and Scheduled Caste Manendragarh-Chirmiri-Bharatpur(DTSCMCB) | DTSCMCB |  |  | DRUM | DRUM
Department of Women and Child Development(WCD) | WCD |  |  | Dozen | DZ
Dhamtari Jila Urban Public Service Society(DJUPSS) | DJUPSS |  |  | EACH | EA
Directorate Financial Management and Information System(DFMAIS) | DFMAIS |  |  | each | each
Directorate Horticulture and Farm Forestry, Chhattisgarh(DHF) | DHF |  |  | EACH | EACH
Directorate of Printing and Stationery(DOPAS) | DOPAS |  |  | each additional floor | each additional floor
Directorate of Archaeology, Archives and Museum(DAAM) | DAAM |  |  | Each Courty | Each Court
Directorate of Aviation(DoA) | DoA |  |  | each cut | each cut
Directorate of CG Food And Civil Supplies and Consumer Protection(DSCSC) | DSCSC |  |  | EACH FRAME | EACH FRAME
Directorate of Culture and Archaeology Chhattisgarh(DOCAAC) | DOCAAC |  |  | Each rol | Each rol
Directorate of Culture and Language(DCL) | DCL |  |  | each test | each test
Directorate of Fisheries (DF) | DF |  |  | each tree guard | each tree guard
Directorate of Higher Education Chhattisgarh(DOHEC) | DOHEC |  |  | each tree guard | each tree guard
Directorate of Industries(DOI) | DOI |  |  | Each box | EB
Directorate of Institutional Finance(DIF) | DIF |  |  | Enzyme Units / Milliliter | EML
Directorate of Local Fund Audit(DOLFA) | DOLFA |  |  | Each TAPE | ET
Directorate of Social Welfare Chhattisgarh(DSWC) | DSWC |  |  | Enzyme Units | EU
Directorate of Sports and Youth Welfare(DSYW) | DSYW |  |  | For each (Unit) Quantity | For each (Unit) Quantity
Directorate of Treasury Accounts &amp; Pension, Chhattisgarh(DTAPC) | DTAPC |  |  | For each PPE KIT | For each PPE KIT
Directorate of Tribal and Schedule Caste Development(DTSCD) | DTSCD |  |  | For each Test KIT | For each Test KIT
Directorate of Tribal Research and Training Institute(DOTRATI) | DOTRATI |  |  | For each VTM Kit | For each VTM Kit
Directorate of Veterinary Services Chhattisgarh(DVSC) | DVSC |  |  | Fluid Ounce US | FOZ
DISTRICT POLICE KORBA(DPK) | DPK |  |  | Feet | FT
Durg District Urban Public Service Society(DDUPSS) | DDUPSS |  |  | Square foot | FT2
Durg-Bhilai Urban Public Service Society (DBUPSS) | DBUPSS |  |  | Cubic Foot | FT3
Food and Drug Administration (FDA) | FDA |  |  | Gigajoule | FY
Forest Department(FD) | FD |  |  | Gram | G
Gariaband District Urban Public Service Society(GDUPSS) | GDUPSS |  |  | gram act.ingrd /liter | G/L
Gaurella Pendra Marwahi District Urban Public Service Society(GPMDUPSS) | GPMDUPSS |  |  | US gallon | GAL
Health Department (HD) | HD |  |  | Gram Gold | GAU
IIIT Naya Raipur(IIITNR) | IIITNR |  |  | Gram act.ingrd. | GI
Indira Gandhi Krishi Vishwavidyalaya (IGKV) | IGKV |  |  | Gram /liter | GLI
Inspector General of Registration and Superintendent of Stamps(IGRS) | IGRS |  |  | Gram/Mol | GM
Janjgir Champa District Urban Public Service Society(JCDUPSS) | JCDUPSS |  |  | Gram/Kilogram | gm/kg
Jashpur District Urban Public Service Society(JASDUPSS) | JASDUPSS |  |  | Gram /square meter | GM2
Jila Nirman Samiti Jagdalpur(JNSJ) | JNSJ |  |  | Gram/Cubic meter | GM3
Jila Nirman Samiti Narayanpur(JNSN) | JNSN |  |  | Gigaohm | GOH
Jila Sahakari Kendariya Bank Mydt. Raipur(JSKBM) | JSKBM |  |  | Gallons per mile (US) | GPM
Jila Sahakari Kendriya Bank Mydt. Durg (CG)(JSKBMD) | JSKBMD |  |  | Gross | GRO
Kanker District Urban Public Service Society(KANDUPSS) | KANDUPSS |  |  | Hour | H
Kawardha District Urban Public Service Society(KAWDUPSS) | KAWDUPSS |  |  | Hectare | HA
Kondagaon District Urban Public Service Society(KONUPSS) | KONUPSS |  |  | hectare | hectare
Korba District Urban Public Service Society(KJUPSS) | KJUPSS |  |  | Hectoliter | HL
Korba Urban Public Service Society (KRBAUPSS) | KRBAUPSS |  |  | hour | hour
Korea District Urban Public Service Society(KDUPSS) | KDUPSS |  |  | Horse power | HP
Koriya Urban Public Transport Society (KRYAUPTS) | KRYAUPTS |  |  | Hours | HR
Lauh Purush Sugar Plant, Pandariya(LSPSSKM) | LSPSSKM |  |  | Hours | Hrs
Livestock Development Department(LDD) | LDD |  |  | hundred Pieces | hundred Pieces
Maa danteshwari Maize processing and marketing cooperative society ltd. Kondagaon(MDMPMCSL) | MDMPMCSL |  |  | HALF YEARLY | HY
Maa Mahamaya Shahkari Shakkar Karkhana Maryadit Ambikapur(MMSSKM) | MMSSKM |  |  | I/O Point | I/O Point
Mahasamund District Urban Public Service Society(MDUPSS) | MDUPSS |  |  | INHALER | INH
Mahatma Gandhi University of Horticulture and Forestry(MGUHF) | MGUHF |  |  | Indian Rupees | INR
Mineral Resources Department -Mining (MRD) | MRD |  |  | JAR | JAR
Mungeli District Urban Public Service Society(MUDUPSS) | MUDUPSS |  |  | Joule /kilogram | JKG
Narayanpur District Urban Public Service Society(NDUPSS) | NDUPSS |  |  | Joule /Mol | JMO
Nava Raipur Atal Nagar Smart City Corporation Limited(NRANSCCL) | NRANSCCL |  |  | Job | Job
Nava Raipur Atal Nagar Vikas Pradhikaran (NRANVP) | NRANVP |  |  | joint | joint
Office of Chief Electoral Officer, Chhattisgarh(OCEO) | OCEO |  |  | Kilogram act.ingrd | KAI
Office of collector Raigarh(OCR) | OCR |  |  | Kilogram /cubic decimeter | KD3
Office of Commissioner Land Records Chhattisgarh(OCLR) | OCLR |  |  | kg | kg
Office of District Collector Tribal welfare Department Bijapur(ODCTWDB) | ODCTWDB |  |  | Kgs | Kg
Office of Superintendent of Police, District- Mahasamund(OSPM) | OSPM |  |  | Kilogram | KG
Office of Superintendent of Police, District-Balod(OSPDB) | OSPDB |  |  | Kilogram/Mol | KGM
Panchayat and Rural Development (PARD) | PARD |  |  | Kilogram /Second | KGS
Police Headquarter Chhattisgarh(PHQ) | PHQ |  |  | Kilogram / cubic meter | KGV
Public Health Engineering Department (PHED) | PHED |  |  | kg act.ingrd /kg | KIK
Public Works Department (PWD) | PWD |  |  | KILOWATT | KILOWATT
Raigarh District Urban Public Transport Society(RDUPTS) | RDUPTS |  |  | KIT | KIT
Raigarh Urban Public Service Society (RIGUPSS) | RIGUPSS |  |  | Kilojoule/kilogram | KJK
Raipur Collectorate (RC) | RC |  |  | Kilojoule/Mol | KJM
Raipur Development Authority (RDA) | RDA |  |  | Kilo Litre | KL
Raipur District Urban Public Service Society(RAIPURDUPS) | RAIPURDUPS |  |  | Km | Km
Raipur Smart City Limited(RSCL) | RSCL |  |  | Kilometer | KM
Raipur Urban Public Transport Society (RUPTS) | RUPTS |  |  | km. | km.
Rajnandgaon District Urban Public Service Society(RDUPSS) | RDUPSS |  |  | Square kilometer | KM2
Rajnandgaon Urban Public Service Society (RNDGUPSS) | RNDGUPSS |  |  | Kilometer/hour | KMH
Rural Engineering Services (RES) | RES |  |  | Kelvin/Minute | KMN
Samagra Shiksha Chhattisgarh (SSC) | SSC |  |  | Kelvin /Second | KMS
Sarguja District Urban Public Service Society(SRDGUPSS) | SRDGUPSS |  |  | Kilonewton per square meter | KNM
Sarguja Urban Public Service Society (SUPSS) | SUPSS |  |  | Kilopascal | KPA
State Tax Chhattisgarh(STCG) | STCG |  |  | Kilotonne | KT
State Urban Development Agency (SUDA) | SUDA |  |  | Kilovoltampere | KVA
Sukma District Urban Public Service Society(SUKDUPSS) | SUKDUPSS |  |  | KWH | KWH
Surajpur District Urban Public Service Society(SRJDUPSS) | SRJDUPSS |  |  | KILOWATT POWER | KWP
Swachh Bharat Mission (Gramin) Panchayat and Rural Development Department(SBMPARDD) | SBMPARDD |  |  | kwp-dc | kwp-dc
Tribal and Scheduled Caste Development Department(Mohla Manpur Ambagarh Chauki)(TASCDDMMAC) | TASCDDMMAC |  |  | US Pound | LB
Tribal Welfare Department, District Sukma(TWDDS) | TWDDS |  |  | lemgth | lemgth
Tribal Welfare Development Department ( Balrampur-Ramanujganj)(TWDDBR) | TWDDBR |  |  | length | length
Tribal Welfare Development Department (Balod- Collectorate)(TWDDBALOD) | TWDDBALOD |  |  | Liter per 100 km | LHK
Tribal Welfare Development Department (Bilaspur)(TWDDBILASP) | TWDDBILASP |  |  | litre | litre
Tribal Welfare Development Department (Dhamtari)(TWDDDT) | TWDDDT |  |  | Liter /Minute | LMI
Tribal Welfare Development Department (Gariyaband)(TWDD) | TWDD |  |  | Liter /Molsecond | LMS
Tribal Welfare Development Department (Gaurella-Pendra-Marwahi-Collectorate)(TWDDGPM) | TWDDGPM |  |  | LOT | LOT
Tribal Welfare Development Department (Jagdalpur- Collectorate)(TWDDJDP) | TWDDJDP |  |  | Liter Per hour | LPH
Tribal Welfare Development Department (Kabeerdham Collectorate)(TWDDKC) | TWDDKC |  |  | Lumpsum | LS
Tribal Welfare Development Department (Kanker)(TWDDKANKER) | TWDDKANKER |  |  | LITRE | LT
Tribal Welfare Development Department (Koriya)(TWDDKORIYA) | TWDDKORIYA |  |  | lumpsump | lumpsump
Tribal welfare development Department (Mahasamund)(TWDDMSD) | TWDDMSD |  |  | Meter | M
Tribal Welfare Development Department (Mungeli-Collectorate)(TWDDMC) | TWDDMC |  |  | 1/square meter | M-2
Tribal Welfare Development Department (Rajnandgaon Collectorate)(TWDDRJN) | TWDDRJN |  |  | Mol per cubic meter | M:M
Tribal Welfare Development Department (Surajpur Collectorate)(TWDDSC) | TWDDSC |  |  | Megawatt hours | M..
Tribal Welfare Development Department Balodabaza Bhatapara(TWDDBB) | TWDDBB |  |  | M.T. | M.T.
Tribal Welfare Development Department Durg(TWDDD) | TWDDD |  |  | Meter /Hour | M/H
Tribal Welfare Development Department Khairagarh -Chhuikhadan -Gandai (Collectorate)(TWDDKCG) | TWDDKCG |  |  | Mol per liter | M/L
Tribal Welfare Development Department Kondagaon(TWDDK) | TWDDK |  |  | Meter /second | M/S
Tribal Welfare Development Department Raigarh(TWDDRG) | TWDDRG |  |  | Square meter | M2
Tribal Welfare Development Department, Jashpur(TWDDJSP) | TWDDJSP |  |  | Square meter/Coat | M2C
Tribal Welfare Development Department(Ambikapur-Collectorate)(TWDDABK) | TWDDABK |  |  | Square meter/second | M2S
Tribal Welfare Development Department(Bemetara Collectorate)(TWDDBC) | TWDDBC |  |  | Cubic meter | M3
Tribal Welfare Development Department(Korba-Collectorate)(TWDDKORBA) | TWDDKORBA |  |  | Cubic meter /Hour | M3H
Tribal Welfare Development Department(Raipur-Collectorate)(TWDDRC) | TWDDRC |  |  | Cubic meter/second | M3S
Tribal Welfare DevelopmentDepartment(Janjgir-Champa-Collectorate)(TWDDJCC) | TWDDJCC |  |  | Man days | Man days
Urban Administration and Development Department (UADD) | UADD |  |  | Man-Month | Man-Month
Water Resources Department (WRD) | WRD |  |  | ManDay | ManDay
Zila Nirman Samiti Bijapur(ZNSB) | ZNSB |  |  | Manmonth | Manmonth
Zila Panchayat Dhamtari(ZPD) | ZPD |  |  | Mbps | Mb
Zila Panchayat Raipur(ZPR) | ZPR |  |  | Megajoule | MEJ
|  |  |  | meter | meter
|  |  |  | metre | metre
|  |  |  | Milligram | MG
|  |  |  | Milligram/liter | MGL
|  |  |  | Megohm | MGO
|  |  |  | Milligram /cubic meter | MGQ
|  |  |  | Megavolt | MHV
|  |  |  | Mile | MI
|  |  |  | Square mile | MI2
|  |  |  | Minute | MIN
|  |  |  | Microsecond | MIS
|  |  |  | Milliliter | ML
|  |  |  | ML/GM/KG | ML/GM/KG
|  |  |  | Milliliter/ Liter | ml/l
|  |  |  | Milliliter act.ingr. | MLI
|  |  |  | Millimeter | MM
|  |  |  | Square millimeter | MM2
|  |  |  | Cubic millimeter | MM3
|  |  |  | Meganewton | MN
|  |  |  | Millinewton/meter | MNM
|  |  |  | Months | MON
|  |  |  | Miles per gallon (UG) | MPG
|  |  |  | Millimol per liter | MPL
|  |  |  | Millipascal seconds | MPS
|  |  |  | Millisecond | MS
|  |  |  | Meter/second squared | MS2
|  |  |  | Microsiemens per centimeter | MSC
|  |  |  | METRIC TON | MT
|  |  |  | MTR | MTR
|  |  |  | Nanoampere | NA
|  |  |  | Nanometer | NAM
|  |  |  | Number Days | ND
|  |  |  | Kilonewton | NI
|  |  |  | Newton/meter | NM
|  |  |  | Newton/Square millimeter | NMM
|  |  |  | Number | NO
|  |  |  | Nanosecond | NS
|  |  |  | one RCC jaali tree guard | one RCC jaali tree guard
|  |  |  | one RCC jaali tree guard | one RCC jaali tree guard
|  |  |  | Ounce | OZ
|  |  |  | Points | P
|  |  |  | P.cmt | P.cmt
|  |  |  | P.cumt. | P.cumt.
|  |  |  | P.KG / P.LTR | P.KG / P.LTR
|  |  |  | PER KG | P.KG.
|  |  |  | P.Kit | P.Kit
|  |  |  | P.Km. | P.Km.
|  |  |  | P.mtr | P.mtr
|  |  |  | P.Pair | P.Pair
|  |  |  | P.Point | P.Point
|  |  |  | Per Running Meter Per Box | P.R.M.P.BOX
|  |  |  | p.sq.mtr | p.sq.mtr
|  |  |  | P/sq.Mt. | P/sq.Mt.
|  |  |  | Per 100 kw per set | P100KW
|  |  |  | Pair | PAA
|  |  |  | Pack | PAC
|  |  |  | pack | pack
|  |  |  | Package | Package
|  |  |  | Pad | PAD
|  |  |  | page | page
|  |  |  | Pair | Pair
|  |  |  | Pallet | PAL
|  |  |  | part | part
|  |  |  | Pascal second | PAS
|  |  |  | Per Patient | Patient
|  |  |  | PER BRIDGE | PB
|  |  |  | Per Bed | PB1
|  |  |  | Per Bale Per KM | PBPK
|  |  |  | Piece | PC
|  |  |  | Megavoltampere | PCT
|  |  |  | per cm height per letter | per cm height per letter
|  |  |  | per cm height per letter | per cm height per letter
|  |  |  | per day | per day
|  |  |  | PER BAG | PER BAG
|  |  |  | Per bale | Per bale
|  |  |  | per bar | per bar
|  |  |  | PER CANDIDATE | PER CANDIDATE
|  |  |  | Per Candidate Per Exam | Per Candidate Per Exam
|  |  |  | per conversation | per conversation
|  |  |  | per cubic centimeter | per cubic centimeter
|  |  |  | per day | per day
|  |  |  | Per Diem Rate | Per Diem Rate
|  |  |  | Per Doz | Per Doz
|  |  |  | per HP | per HP
|  |  |  | PER HUNDRED PIECES | PER HUNDRED PIECES
|  |  |  | PER ITEM | PER ITEM
|  |  |  | Per Kg | Per Kg
|  |  |  | PER KL | PER KL
|  |  |  | Per Km. | Per Km.
|  |  |  | PER KILOWATT | PER KW
|  |  |  | per letter | per letter
|  |  |  | Per Ltr | Per Ltr
|  |  |  | per month | per month
|  |  |  | Per MT | Per MT
|  |  |  | Per mtr | Per mtr
|  |  |  | Per packet | PER PACKET
|  |  |  | per page | per page
|  |  |  | PER PAGE | PER PAGE
|  |  |  | Per person | PER PERSON
|  |  |  | Per person per day | Per person per day
|  |  |  | PER PERSON PER DAY | PER PERSON PER DAY
|  |  |  | Per piece | PER PIECE
|  |  |  | Per Plants | Per Plants
|  |  |  | PER POLE | PER POLE
|  |  |  | PER POLICY | PER POLICY
|  |  |  | per pouch | per pouch
|  |  |  | per quintal | per quintal
|  |  |  | Per running feet | PER RUNNING FEET
|  |  |  | Per Set | Per Set
|  |  |  | PER SHEET | PER SHEET
|  |  |  | Per Sqr Km | Per Sqr Km
|  |  |  | Per square km | Per square km
|  |  |  | PER STICKER | PER STICKER
|  |  |  | Per Tanker | Per Tanker
|  |  |  | per test | per test
|  |  |  | Per thousand | PER THOUSAND
|  |  |  | per tonne | per tonne
|  |  |  | per tonne capacity | per tonne capacity
|  |  |  | per trip | per trip
|  |  |  | Per unit | PER UNIT
|  |  |  | per.mtr | per.mtr
|  |  |  | percentage of DPR cost | percentage of DPR cost
|  |  |  | UNP1 | Percentage of Project Cost
|  |  |  | PER SQUARE FEET | PERSQF
|  |  |  | PER BOREHOLE | PH
|  |  |  | Per HP Per Set | PHPPS
|  |  |  | per Hactare - per year | PHPY
|  |  |  | 1/minute | PMI
|  |  |  | Per Machine Per Session | PMPS
|  |  |  | Pikofarad | PO
|  |  |  | percentage of DPR cost | PODPRC
|  |  |  | Point | Point
|  |  |  | Per Piece 500 ml bottle | PP500ML
|  |  |  | Parts per billion | PPB
|  |  |  | Per Page Cost | PPC
|  |  |  | Parts per million | PPM
|  |  |  | PER POINT | PPNT
|  |  |  | Per Pack Price | PPP
|  |  |  | Per Person Per Month | PPPM
|  |  |  | Per Person Per Month Per Shift | PPPMPS
|  |  |  | Per Patient | PPT
|  |  |  | Per Roll | PR
|  |  |  | Per Rig | PRG
|  |  |  | Print | Print
|  |  |  | PER UNIT PER MONTH | PRPM
|  |  |  | Number of persons | PRS
|  |  |  | Picosecond | PS
|  |  |  | Pound Per Sq inch | PSI
|  |  |  | COST PER SITE LOCATION/ PER DIGITAL MAP | PSLPDM
|  |  |  | Per Square Feet Per Month | PSQPM
|  |  |  | Pint, US liquid | PT
|  |  |  | Per Ton Per KM | PTPK
|  |  |  | Per Unit Per Month | PUPM
|  |  |  | PER UNIT PER YEAR | PUPYR
|  |  |  | Kilomol | QML
|  |  |  | QUINTAL | QNTL
|  |  |  | Quart, US liquid | QT
|  |  |  | QUARTER | qtr
|  |  |  | quintal | quintal
|  |  |  | Nanofarad | R-U
|  |  |  | R.M. | R.M.
|  |  |  | Millifarad | RF
|  |  |  | Gramm/cubic centimeter | RHO
|  |  |  | Rim | RIM
|  |  |  | Ream | RM
|  |  |  | Running Meter | Rmt
|  |  |  | RUNNING METRE | RMT
|  |  |  | Role | ROL
|  |  |  | Roll | Roll
|  |  |  | Roll | Roll_UD
|  |  |  | Rate Per Bale | RPB
|  |  |  | Set | Set
|  |  |  | SET | SET
|  |  |  | SHEET | SHEET
|  |  |  | SHQ | SHQ
|  |  |  | Square feet | Sq.Ft
|  |  |  | Sq.mtr | Sq.mtr
|  |  |  | Square Meter | sqm
|  |  |  | SEAT | ST
|  |  |  | SYRUP | SYP
|  |  |  | TCS | TCS
|  |  |  | Thousand Hours | THR
|  |  |  | Tin | Tin
|  |  |  | Tonnes | TO
|  |  |  | Ton/Cubic meter | TOM
|  |  |  | US Ton | TON
|  |  |  | Tone | Tone
|  |  |  | Tonne | Tonne
|  |  |  | Thousand | TS
|  |  |  | TUBE | TUB
|  |  |  | Tube | Tube
|  |  |  | For each Test KIT | UN1
|  |  |  | Rate Per 1000 Pcs | UN1000
|  |  |  | For each PPE KIT | UN2
|  |  |  | For each (Unit) Quantity | UN3
|  |  |  | For each VTM Kit | UN4
|  |  |  | FOR EACH TEST | UN5
|  |  |  | For Each Kit | UN8
|  |  |  | UNIT | UNIT
|  |  |  | UNIT | UNIT1
|  |  |  | Percentage of Project Cost | UNP
|  |  |  | for each Vehicle | UNV
|  |  |  | USERS | USERS
|  |  |  | Voltampere | VA
|  |  |  | Vo mat. | VAL
|  |  |  | VIAL | VIA
|  |  |  | weeks | WK
|  |  |  | DEFAULT UNIT DESCRIPTION | XXX
|  |  |  | Yard | YD
|  |  |  | Square Yard | YD2
|  |  |  | Cubic yard | YD3
|  |  |  | Year | Year
|  |  |  | Years | YR
|  |  |  | Microampere | µA
|  |  |  | Microfarad | µF
|  |  |  | Microgram /liter | µGL
|  |  |  | Microgram /cubic meter | µGQ
|  |  |  | Microliter | µL
|  |  |  | Micrometer | µM